## Solid State Lighting
Qualified Product List | Technical Requirements Version | Product ID | Manufacturer | Brand | Model Number | Category | General Application | Primary Use Designation | Testing in a Manufacturer-Selected Housing (Luminaire Specific) | Specific Housing Required | Parent | Classification | Date Delisted | Tested Voltage | Tested Light Output | Tested Efficacy (AC) | Tested Input Wattage | Tested Total Harmonic Distortion | Tested Power Factor | Tested CCT | Tested CRI (Ra) | Tested R9 | Tested IES Rf | Tested IES Rg | Tested IES Rcs,h1 | Tested Duv | Warranty | Lifetime | Date Qualified | Integral Controls | Dimming Capability and Range | Integral Control Capability | Sensor Type | Wired Communication Protocol | Wireless Communication Protocol | Traffic Sensing | Exterior Photocell | Multifunction Sensor | Sensor Receptacle | Daylight Sensing | Occupancy Sensing | LLLC Model Name | Energy Monitoring | High End Trim | Networked Replacement Lamp | 0-10V Analog | DALI | DMX | Phase Cut | Other Wired Communication Protocol | Zigbee | Bluetooth | WiFi | Other Wireless Communication Protocol | DLC Family Code | NEMA Beam Type: 0° - 180° | NEMA Beam Type: 90° - 270° | Tested Beam Angle | Reported Beam Angle | Tested Backlight (TM-15 BUG) | Tested Uplight (TM-15 BUG) | Tested Glare (TM-15 BUG) | Reported Backlight (TM-15 BUG) | Reported Uplight (TM-15 BUG) | Reported Glare (TM-15 BUG) | Reported Light Output | Reported Efficacy (AC) | Reported Input Wattage | Reported Total Harmonic Distortion | Reported Power Factor | Reported CCT | Reported CRI (Ra) | Reported R9 | Reported IES Rf | Reported IES Rg | Reported IES Rcs,h1 | Length | Length | CCT 3% Allowance | CCT 5% Allowance | CRI 5% Allowance | Color rendition indoor 5% allowance | Color rendition indoor 10% allowance | Color rendition outdoor 5% allowance | Discomfort Glare 10% Allowance | Field Adjustable Light Output | White-Tunable | Warm-Dimming | Reported Minimum Input Wattage | Reported Maximum Input Wattage | Reported Minimum Light Output | Reported Maximum Light Output | Tested Maximum Input Wattage | Reported Minimum CCT | Reported Maximum CCT | Input Power Type | Notes | Reported Minimum Input Voltage | Reported Maximum Input Voltage | Tested Efficacy (DC) | Reported Efficacy (DC) | Reported Default Light Output | Reported Default Input Wattage | Field Adjustable Light Distribution | Field Adjustable Distribution Type | Field Adjustable Light Distribution Setting | PoE Type/Class | PoE Connection
Solid State Lighting | 5.1 | P01GZWOK | Saylite/Texas Fluorescents Reinvented | Saylite | S48LFRY25WD(D,G,DALI,DEXAL,SR)MV30Koooo | Indoor Luminaires | Linear Ambient | Direct Linear Ambient Luminaires |  |  |  | Standard | [16 empty] | 2021-09-30 | Yes | Continuous Dimming to 10% or below | LLLC,Energy Monitoring,High End Trim | Multifunction Sensor, Sensor Receptacle, Daylight Sensing, Occupancy Sensing | 0-10V Analog, DALI, DMX, Phase Cut | Zigbee,Bluetooth,WiFi | No | No | Yes | Yes | Yes | Yes | Autani Energy Center, Avi-on, Douglas Dialog, Enlighted IOT System, Lutron- Vive, McWoing TruBlu, Nedap Luxon, Signify Easysense | Yes | Yes | No | Yes | Yes | Yes | Yes | No | Yes | Yes | Yes | No | RRRWGM | [10 empty] | 3676 | 147.04 | 25 | 13.2 | 0.898 | 3000 | 84 | 9 | 83 | 98 | -11 | 4 |  |  |  |  | No | No | No | No | No | [9 empty] | AC |  | 120 | 277 |  |  | 3676 | 25
Solid State Lighting | 5.1 | P02XPG98 | Saylite/Texas Fluorescents Reinvented | Saylite | S96LFRY40WD(D,G,DALI,DEXAL,SR)MV35Koooo | Indoor Luminaires | Linear Ambient | Direct Linear Ambient Luminaires |  |  |  | Standard | [16 empty] | 2021-09-30 | Yes | Continuous Dimming to 10% or below | LLLC,Energy Monitoring,High End Trim | Multifunction Sensor, Sensor Receptacle, Daylight Sensing, Occupancy Sensing | 0-10V Analog, DALI, DMX, Phase Cut | Zigbee,Bluetooth,WiFi | No | No | Yes | Yes | Yes | Yes | Autani Energy Center, Avi-on, Douglas Dialog, Enlighted IOT System, Lutron- Vive, McWoing TruBlu, Nedap Luxon, Signify Easysense | Yes | Yes | No | Yes | Yes | Yes | Yes | No | Yes | Yes | Yes | No | RRRWGM | [10 empty] | 6181 | 154.54 | 40 | 13.2 | 0.898 | 3500 | 84 | 9 | 83 | 98 | -11 | 8 |  |  |  |  | No | No | No | No | No | [9 empty] | AC |  | 120 | 277 |  |  | 6181 | 40
Solid State Lighting | 5.1 | P03ERSJS | Saylite/Texas Fluorescents Reinvented | Saylite | 207A248LY20WDMV40Koooo | Indoor Luminaires | Linear Ambient | Direct Linear Ambient Luminaires |  |  |  | Standard | [16 empty] | 2021-11-02 | No | Continuous Dimming to 10% or below | No Control Capability | No Sensor | 0-10V Analog | No Wireless Protocol | No | No | No | No | No | No |  | No | No | No | Yes | No | No | No | No | No | No | No | No | VVVZVR | [10 empty] | 3307 | 165.37 | 20 | 9.2 | 0.916 | 4000 | 84 | 10 | 84 | 97 | -11 | 4 | 4.0 ft |  |  |  | No | No | No | No | No | [9 empty] | AC |  | 120 | 277 |  |  | 3307 | 20
Solid State Lighting | 5.1 | P04V1G6Y | Saylite/Texas Fluorescents Reinvented | Saylite | S24LFRY25WD(D,G,DALI,DEXAL,SR)MV30Koooo | Indoor Luminaires | Linear Ambient | Direct Linear Ambient Luminaires |  |  |  | Standard | [16 empty] | 2021-09-30 | Yes | Continuous Dimming to 10% or below | LLLC,Energy Monitoring,High End Trim | Multifunction Sensor, Sensor Receptacle, Daylight Sensing, Occupancy Sensing | 0-10V Analog, DALI, DMX, Phase Cut | Zigbee,Bluetooth,WiFi | No | No | Yes | Yes | Yes | Yes | Autani Energy Center, Avi-on, Douglas Dialog, Enlighted IOT System, Lutron- Vive, McWoing TruBlu, Nedap Luxon, Signify Easysense | Yes | Yes | No | Yes | Yes | Yes | Yes | No | Yes | Yes | Yes | No | RRRWGM | [10 empty] | 3447 | 137.87 | 25 | 13.4 | 0.904 | 3000 | 84 | 10 | 84 | 98 | -10 | 2 |  |  |  |  | No | No | No | No | No | [9 empty] | AC |  | 120 | 277 |  |  | 3447 | 25
Solid State Lighting | 5.1 | P04ZLHA6 | Saylite/Texas Fluorescents Reinvented | Saylite | HBC48LB162W26000LA10DHV50Koooo(not WG) | Indoor Luminaires | High-Bay | High-Bay Luminaires for Commercial and Industrial Buildings |  |  | TRUE | Standard |  | 480 | 26384.4 | 165.1 | 159.8 | 14.7 | 0.946 | 5023 | 83 | 11 | 83 | 95 | -12 | 0.0025 | 5 | 50000 | 2021-05-05 | Yes | Continuous Dimming to 10% or below |  | Daylight Sensor, Occupancy Sensor, Multifunction Sensor | 0-10V | No Wireless Protocol | No | No | Yes | No | Yes | Yes |  | No | No | No | Yes | No | No | No |  | No | No | No |  | CCCHNU | [10 empty] | 26384.4 | 165.1 | 159.8 | 14.7 | 0.946 | 5000 | 83 | 11 | 81 | 94 | -12 | [5 empty] | No | No | No | No | No | [9 empty] | AC |  | 347 | 480 |  |  | 26384.4 | 159.8
Solid State Lighting | 5.1 | P06XFA12 | Saylite/Texas Fluorescents Reinvented | Saylite | S96LY80WD(D,G,DALI,DEXAL,SR)MV40Koooo | Indoor Luminaires | Linear Ambient | Direct Linear Ambient Luminaires |  |  |  | Standard | [16 empty] | 2021-09-30 | Yes | Continuous Dimming to 10% or below | LLLC,Energy Monitoring,High End Trim | Multifunction Sensor, Sensor Receptacle, Daylight Sensing, Occupancy Sensing | 0-10V Analog, DALI, DMX, Phase Cut | Zigbee,Bluetooth,WiFi | No | No | Yes | Yes | Yes | Yes | Autani Energy Center, Avi-on, Douglas Dialog, Enlighted IOT System, Lutron- Vive, McWoing TruBlu, Nedap Luxon, Signify Easysense | Yes | Yes | No | Yes | Yes | Yes | Yes | No | Yes | Yes | Yes | No | RRRWGM | [10 empty] | 13304 | 166.3 | 80 | 10 | 0.994 | 4000 | 83 | 8 | 83 | 98 | -11 | 8 |  |  |  |  | No | No | No | No | No | [9 empty] | AC |  | 120 | 277 |  |  | 13304 | 80
Solid State Lighting | 5 | P072FCOE | Saylite/Texas Fluorescents Reinvented | Saylite | 14CJ28W3500LW10DMV50K | Indoor Retrofit Kit | Troffer | Linear Retrofit Kits for 1x4 Luminaires | General Purpose |  |  | Standard | [16 empty] | 2018-05-25 | Yes | Continuous Dimming to 10% or below | [23 empty] | LLLBNI | [10 empty] | 3496 | 126.209 | 27.7 | 4.9 | 0.97 | 5000 | 83 | [13 empty] | No | [9 empty] | AC | Updated on 10/31/2019
Solid State Lighting | 5.1 | P098DUXA | Saylite/Texas Fluorescents Reinvented | Saylite | (SS,SV,SD,SM)CBF24LY20WDMV50Koooo | Indoor Luminaires | Troffer | 2x4 Luminaires for Ambient Lighting of Interior Commercial Spaces |  |  |  | Standard | [16 empty] | 2021-07-29 | Yes | Continuous Dimming to 10% or below | Autani Energy Center, Avi-on, Douglas Dialog, Enlighted IOT System, Lutron- Vive, McWoing TruBlu, Nedap Luxon, Signify Easysense | Multifunction Sensor,Sensor Receptacle,Daylight Sensor,Occupancy Sensing | 0-10V Analog | Zigbee,Bluetooth,WiFi | No | No | Yes | Yes | Yes | Yes | Autani Energy Center, Avi-on, Douglas Dialog, Enlighted IOT System, Lutron- Vive, McWoing TruBlu, Nedap Luxon, Signify Easysense | No | No | No | Yes | No | No | No |  | Yes | Yes | Yes | No | JJJOWB | [10 empty] | 3049.02 | 151.391 | 20.14 | 10.3 | 0.953 | 5000 | 83 | 12 | 81 | 96 | -12 | [5 empty] | No | No | No | No | No | [9 empty] | AC |  | 120 | 277 |  |  | 3049.02 | 20.14
Solid State Lighting | 5 | P09KO7CD | Saylite/Texas Fluorescents Reinvented | Fleco Industries | HILFR48LX135W20000LDMV30Koooo (except WG) | Indoor Luminaires | High-Bay | High-Bay Luminaires for Commercial and Industrial Buildings |  |  |  | Premium | [16 empty] | 2020-06-23 | Yes | Continuous Dimming to 10% or below | [23 empty] | TTTVRK | [10 empty] | 19755 | 146.333 | 135 | 11.16 | 0.966 | 3000 | 83 | [13 empty] | No | [9 empty] | AC |  | 120 | 277 |  |  | 19755 | 135
Solid State Lighting | 5.1 | P0A59WJ0 | Saylite/Texas Fluorescents Reinvented | Saylite | S96LFRY70WD(D,G,DALI,DEXAL,SR)MV30Koooo | Indoor Luminaires | Linear Ambient | Direct Linear Ambient Luminaires |  |  |  | Standard | [16 empty] | 2021-09-30 | Yes | Continuous Dimming to 10% or below | LLLC,Energy Monitoring,High End Trim | Multifunction Sensor, Sensor Receptacle, Daylight Sensing, Occupancy Sensing | 0-10V Analog, DALI, DMX, Phase Cut | Zigbee,Bluetooth,WiFi | No | No | Yes | Yes | Yes | Yes | Autani Energy Center, Avi-on, Douglas Dialog, Enlighted IOT System, Lutron- Vive, McWoing TruBlu, Nedap Luxon, Signify Easysense | Yes | Yes | No | Yes | Yes | Yes | Yes | No | Yes | Yes | Yes | No | RRRWGM | [10 empty] | 10088 | 144.11 | 70 | 13.2 | 0.898 | 3000 | 84 | 9 | 83 | 98 | -11 | 8 |  |  |  |  | No | No | No | No | No | [9 empty] | AC |  | 120 | 277 |  |  | 10088 | 70
Solid State Lighting | 5 | P0AXOMIJ | Saylite/Texas Fluorescents Reinvented | Saylite | 22CJ40W4500LW10DMV35K | Indoor Retrofit Kit | Troffer | Linear Retrofit Kits for 2x2 Luminaires | General Purpose |  |  | Standard | [16 empty] | 2018-05-25 | Yes | Continuous Dimming to 10% or below | [23 empty] | LLLBNI | [10 empty] | 4421 | 107.567 | 41.1 | 8.2 | 0.95 | 3500 | 82 | [13 empty] | No | [9 empty] | AC | Updated on 10/31/2019
Solid State Lighting | 5.1 | P0B1HGHM | Saylite/Texas Fluorescents Reinvented | Saylite | S96LY100WD(D,G,DALI,DEXAL,SR)MV40Koooo | Indoor Luminaires | Linear Ambient | Direct Linear Ambient Luminaires |  |  |  | Standard | [16 empty] | 2021-09-30 | Yes | Continuous Dimming to 10% or below | LLLC,Energy Monitoring,High End Trim | Multifunction Sensor, Sensor Receptacle, Daylight Sensing, Occupancy Sensing | 0-10V Analog, DALI, DMX, Phase Cut | Zigbee,Bluetooth,WiFi | No | No | Yes | Yes | Yes | Yes | Autani Energy Center, Avi-on, Douglas Dialog, Enlighted IOT System, Lutron- Vive, McWoing TruBlu, Nedap Luxon, Signify Easysense | Yes | Yes | No | Yes | Yes | Yes | Yes | No | Yes | Yes | Yes | No | RRRWGM | [10 empty] | 16326 | 163.26 | 100 | 10 | 0.994 | 4000 | 83 | 8 | 83 | 98 | -11 | 8 |  |  |  |  | No | No | No | No | No | [9 empty] | AC |  | 120 | 277 |  |  | 16326 | 100
Solid State Lighting | 5.1 | P0B8VCY0 | Saylite/Texas Fluorescents Reinvented | Saylite | 8RB(421 or 501)LY108WD(D,G,DALI,DEXAL,SR)MV40Koooo | Indoor Retrofit Kit | Linear Ambient | Retrofit Kits for Direct Linear Ambient Luminaires | Luminaire Specific |  |  | Standard | [16 empty] | 2021-09-30 | Yes | Continuous Dimming to 10% or below | LLLC,Energy Monitoring,High End Trim | Multifunction Sensor, Sensor Receptacle, Daylight Sensing, Occupancy Sensing | 0-10V Analog, DALI, DMX, Phase Cut | Zigbee,Bluetooth,WiFi | No | No | Yes | Yes | Yes | Yes | Autani Energy Center, Avi-on, Douglas Dialog, Enlighted IOT System, Lutron- Vive, McWoing TruBlu, Nedap Luxon, Signify Easysense | Yes | Yes | No | Yes | Yes | Yes | Yes | No | Yes | Yes | Yes | No | RRRWGM | [10 empty] | 17113 | 160.42 | 106.68 | 10 | 0.994 | 4000 | 83 | 7 | 83 | 98 | -11 | 8 |  |  |  |  | No | No | No | No | No | [9 empty] | AC |  | 120 | 277 |  |  | 17113 | 106.68
Solid State Lighting | 5.1 | P0B90HMB | Saylite/Texas Fluorescents Reinvented | Saylite | 200A296LY108WDMV35Koooo | Indoor Luminaires | Linear Ambient | Direct Linear Ambient Luminaires |  |  |  | Standard | [16 empty] | 2021-11-02 | No | Continuous Dimming to 10% or below | No Control Capability | No Sensor | 0-10V Analog | No Wireless Protocol | No | No | No | No | No | No |  | No | No | No | Yes | No | No | No | No | No | No | No | No | VVVZVR | [10 empty] | 16220 | 151.96 | 106.7 | 13.2 | 0.898 | 3500 | 83 | 8 | 84 | 97 | -11 | 8 | 8.0 ft |  |  |  | No | No | No | No | No | [9 empty] | AC |  | 120 | 277 |  |  | 16220 | 106.7
Solid State Lighting | 5 | P0C96TLK | Saylite/Texas Fluorescents Reinvented | Saylite | 131A22LJ24W2700LDMV40K | Indoor Luminaires | Troffer | 2x2 Luminaires for Ambient Lighting of Interior Commercial Spaces |  |  |  | Standard | [16 empty] | 2018-05-25 | Yes | Continuous Dimming to 10% or below | [23 empty] | LLLBNI | [10 empty] | 2765 | 118.162 | 23.4 | 8.2 | 0.95 | 4000 | 82 | [13 empty] | No | [9 empty] | AC | Updated on 10/31/2019
Solid State Lighting | 5.1 | P0CVFKDX | Saylite/Texas Fluorescents Reinvented | Saylite | (SS,SV,SD,SM)UCLL14LY25W(D,G,DALI,DEXAL,SR)(MV or 120)30Koooo | Indoor Luminaires | Troffer | 1x4 Luminaires for Ambient Lighting of Interior Commercial Spaces |  |  |  | Premium | [16 empty] | 2021-07-29 | Yes | Continuous Dimming to 10% or below | Autani Energy Center, Avi-on, Douglas Dialog, Enlighted IOT System, Lutron- Vive, McWoing TruBlu, Nedap Luxon, Signify Easysense | Multifunction Sensor,Sensor Receptacle,Daylight Sensor,Occupancy Sensing | 0-10V Analog,DALI,DMX | Zigbee,Bluetooth,WiFi | No | No | Yes | Yes | Yes | Yes | Autani Energy Center, Avi-on, Douglas Dialog, Enlighted IOT System, Lutron- Vive, McWoing TruBlu, Nedap Luxon, Signify Easysense | No | No | No | Yes | Yes | Yes | No |  | Yes | Yes | Yes | No | JJJOWA | [10 empty] | 3285.44 | 131.418 | 25 | 9.1 | 0.911 | 3000 | 83 | 8 | 83 | 98 | -11 | [5 empty] | No | No | No | No | No | [9 empty] | AC |  | 120 | 277 |  |  | 3285.44 | 25
Solid State Lighting | 5.1 | P0EPM71Q | Saylite/Texas Fluorescents Reinvented | Saylite | C48LY45WD(D,G,DALI,DEXAL,SR)MV40Koooo | Indoor Luminaires | Linear Ambient | Direct Linear Ambient Luminaires |  |  |  | Standard | [16 empty] | 2021-09-30 | Yes | Continuous Dimming to 10% or below | LLLC,Energy Monitoring,High End Trim | Multifunction Sensor, Sensor Receptacle, Daylight Sensing, Occupancy Sensing | 0-10V Analog, DALI, DMX, Phase Cut | Zigbee,Bluetooth,WiFi | No | No | Yes | Yes | Yes | Yes | Autani Energy Center, Avi-on, Douglas Dialog, Enlighted IOT System, Lutron- Vive, McWoing TruBlu, Nedap Luxon, Signify Easysense | Yes | Yes | No | Yes | Yes | Yes | Yes | No | Yes | Yes | Yes | No | RRRWGM | [10 empty] | 7415 | 164.78 | 45 | 10 | 0.994 | 4000 | 83 | 8 | 83 | 98 | -11 | 4 |  |  |  |  | No | No | No | No | No | [9 empty] | AC |  | 120 | 277 |  |  | 7415 | 45
Solid State Lighting | 5.1 | P0EVNB56 | Saylite/Texas Fluorescents Reinvented | Saylite | 207A248LY30WDMV50Koooo | Indoor Luminaires | Linear Ambient | Direct Linear Ambient Luminaires |  |  |  | Standard | [16 empty] | 2021-11-02 | No | Continuous Dimming to 10% or below | No Control Capability | No Sensor | 0-10V Analog | No Wireless Protocol | No | No | No | No | No | No |  | No | No | No | Yes | No | No | No | No | No | No | No | No | VVVZVR | [10 empty] | 4997 | 163.73 | 30.5 | 9.2 | 0.916 | 5000 | 84 | 13 | 82 | 96 | -12 | 4 | 4.0 ft |  |  |  | No | No | No | No | No | [9 empty] | AC |  | 120 | 277 |  |  | 4997 | 30.5
Solid State Lighting | 5.1 | P0GPL1WN | Saylite/Texas Fluorescents Reinvented | Saylite | (SS,SV,SD,SM)UCLL24LY45W(D,G,DALI,DEXAL,SR)(MV or 120)35Koooo | Indoor Luminaires | Troffer | 2x4 Luminaires for Ambient Lighting of Interior Commercial Spaces |  |  |  | Premium | [16 empty] | 2021-07-29 | Yes | Continuous Dimming to 10% or below | Autani Energy Center, Avi-on, Douglas Dialog, Enlighted IOT System, Lutron- Vive, McWoing TruBlu, Nedap Luxon, Signify Easysense | Multifunction Sensor,Sensor Receptacle,Daylight Sensor,Occupancy Sensing | 0-10V Analog,DALI,DMX | Zigbee,Bluetooth,WiFi | No | No | Yes | Yes | Yes | Yes | Autani Energy Center, Avi-on, Douglas Dialog, Enlighted IOT System, Lutron- Vive, McWoing TruBlu, Nedap Luxon, Signify Easysense | No | No | No | Yes | Yes | Yes | No |  | Yes | Yes | Yes | No | JJJOWA | [10 empty] | 6473.03 | 143.845 | 45 | 11.2 | 0.949 | 3500 | 83 | 8 | 83 | 98 | -11 | [5 empty] | No | No | No | No | No | [9 empty] | AC |  | 120 | 277 |  |  | 6473.03 | 45
Solid State Lighting | 5 | P0GPOART | Saylite/Texas Fluorescents Reinvented | Saylite | 14CJ40W4900LW10DMV40K | Indoor Retrofit Kit | Troffer | Linear Retrofit Kits for 1x4 Luminaires | General Purpose |  |  | Standard | [16 empty] | 2018-05-25 | Yes | Continuous Dimming to 10% or below | [23 empty] | LLLBNI | [10 empty] | 4909 | 123.652 | 39.7 | 4.9 | 0.97 | 4000 | 83 | [13 empty] | No | [9 empty] | AC | Updated on 10/31/2019
Solid State Lighting | 5.1 | P0HG49H0 | Saylite/Texas Fluorescents Reinvented | Saylite | 200A248LY30WDMV40Koooo | Indoor Luminaires | Linear Ambient | Direct Linear Ambient Luminaires |  |  |  | Standard | [16 empty] | 2021-11-02 | No | Continuous Dimming to 10% or below | No Control Capability | No Sensor | 0-10V Analog | No Wireless Protocol | No | No | No | No | No | No |  | No | No | No | Yes | No | No | No | No | No | No | No | No | VVVZVR | [10 empty] | 4997 | 163.73 | 30.5 | 9.2 | 0.916 | 4000 | 84 | 9 | 84 | 97 | -11 | 4 | 4.0 ft |  |  |  | No | No | No | No | No | [9 empty] | AC |  | 120 | 277 |  |  | 4997 | 30.5
Solid State Lighting | 5.1 | P0LNJ0G4 | Saylite/Texas Fluorescents Reinvented | Saylite | 207A224LY25WDMV50Koooo | Indoor Luminaires | Linear Ambient | Direct Linear Ambient Luminaires |  |  |  | Standard | [16 empty] | 2021-11-02 | No | Continuous Dimming to 10% or below | No Control Capability | No Sensor | 0-10V Analog | No Wireless Protocol | No | No | No | No | No | No |  | No | No | No | Yes | No | No | No | No | No | No | No | No | VVVZVR | [10 empty] | 3335 | 133.38 | 25 | 9.6 | 0.909 | 5000 | 84 | 19 | 82 | 97 | -11 | 2 | 2.0 ft |  |  |  | No | No | No | No | No | [9 empty] | AC |  | 120 | 277 |  |  | 3335 | 25
Solid State Lighting | 5.1 | P0N5UR34 | Saylite/Texas Fluorescents Reinvented | Saylite | S48LY25WD(D,G,DALI,DEXAL,SR)MV50Koooo | Indoor Luminaires | Linear Ambient | Direct Linear Ambient Luminaires |  |  |  | Standard | [16 empty] | 2021-09-30 | Yes | Continuous Dimming to 10% or below | LLLC,Energy Monitoring,High End Trim | Multifunction Sensor, Sensor Receptacle, Daylight Sensing, Occupancy Sensing | 0-10V Analog, DALI, DMX, Phase Cut | Zigbee,Bluetooth,WiFi | No | No | Yes | Yes | Yes | Yes | Autani Energy Center, Avi-on, Douglas Dialog, Enlighted IOT System, Lutron- Vive, McWoing TruBlu, Nedap Luxon, Signify Easysense | Yes | Yes | No | Yes | Yes | Yes | Yes | No | Yes | Yes | Yes | No | RRRWGM | [10 empty] | 4244 | 169.75 | 25 | 13.2 | 0.898 | 5000 | 82 | 10 | 81 | 97 | -12 | 4 |  |  |  |  | No | No | No | No | No | [9 empty] | AC |  | 120 | 277 |  |  | 4244 | 25
Solid State Lighting | 5.1 | P0N9TSE8 | Saylite/Texas Fluorescents Reinvented | Saylite | C96LFRY70WD(D,G,DALI,DEXAL,SR)MV30Koooo | Indoor Luminaires | Linear Ambient | Direct Linear Ambient Luminaires |  |  |  | Standard | [16 empty] | 2021-09-30 | Yes | Continuous Dimming to 10% or below | LLLC,Energy Monitoring,High End Trim | Multifunction Sensor, Sensor Receptacle, Daylight Sensing, Occupancy Sensing | 0-10V Analog, DALI, DMX, Phase Cut | Zigbee,Bluetooth,WiFi | No | No | Yes | Yes | Yes | Yes | Autani Energy Center, Avi-on, Douglas Dialog, Enlighted IOT System, Lutron- Vive, McWoing TruBlu, Nedap Luxon, Signify Easysense | Yes | Yes | No | Yes | Yes | Yes | Yes | No | Yes | Yes | Yes | No | RRRWGM | [10 empty] | 10088 | 144.11 | 70 | 13.2 | 0.898 | 3000 | 84 | 9 | 83 | 98 | -11 | 8 |  |  |  |  | No | No | No | No | No | [9 empty] | AC |  | 120 | 277 |  |  | 10088 | 70
Solid State Lighting | 5.1 | P0OYK5WK | Saylite/Texas Fluorescents Reinvented | Saylite | C96LFRY90WD(D,G,DALI,DEXAL,SR)MV40Koooo | Indoor Luminaires | Linear Ambient | Direct Linear Ambient Luminaires |  |  |  | Standard | [16 empty] | 2021-09-30 | Yes | Continuous Dimming to 10% or below | LLLC,Energy Monitoring,High End Trim | Multifunction Sensor, Sensor Receptacle, Daylight Sensing, Occupancy Sensing | 0-10V Analog, DALI, DMX, Phase Cut | Zigbee,Bluetooth,WiFi | No | No | Yes | Yes | Yes | Yes | Autani Energy Center, Avi-on, Douglas Dialog, Enlighted IOT System, Lutron- Vive, McWoing TruBlu, Nedap Luxon, Signify Easysense | Yes | Yes | No | Yes | Yes | Yes | Yes | No | Yes | Yes | Yes | No | RRRWGM | [10 empty] | 13609 | 151.2 | 90 | 13.2 | 0.898 | 4000 | 84 | 9 | 83 | 98 | -11 | 8 |  |  |  |  | No | No | No | No | No | [9 empty] | AC |  | 120 | 277 |  |  | 13609 | 45
Solid State Lighting | 5.1 | P0P1ZP1D | Saylite/Texas Fluorescents Reinvented | Saylite | C96LY70WD(D,G,DALI,DEXAL,SR)MV50Koooo | Indoor Luminaires | Linear Ambient | Direct Linear Ambient Luminaires |  |  |  | Standard | [16 empty] | 2021-09-30 | Yes | Continuous Dimming to 10% or below | LLLC,Energy Monitoring,High End Trim | Multifunction Sensor, Sensor Receptacle, Daylight Sensing, Occupancy Sensing | 0-10V Analog, DALI, DMX, Phase Cut | Zigbee,Bluetooth,WiFi | No | No | Yes | Yes | Yes | Yes | Autani Energy Center, Avi-on, Douglas Dialog, Enlighted IOT System, Lutron- Vive, McWoing TruBlu, Nedap Luxon, Signify Easysense | Yes | Yes | No | Yes | Yes | Yes | Yes | No | Yes | Yes | Yes | No | RRRWGM | [10 empty] | 11747 | 167.82 | 70 | 10 | 0.994 | 5000 | 82 | 10 | 81 | 97 | -12 | 8 |  |  |  |  | No | No | No | No | No | [9 empty] | AC |  | 120 | 277 |  |  | 11747 | 70
Solid State Lighting | 5.1 | P0PTLGWH | Saylite/Texas Fluorescents Reinvented | Saylite | 209A48LY54WDMV50Koooo | Indoor Luminaires | Linear Ambient | Direct Linear Ambient Luminaires |  |  |  | Standard | [16 empty] | 2021-11-02 | No | Continuous Dimming to 10% or below | No Control Capability | No Sensor | 0-10V Analog | No Wireless Protocol | No | No | No | No | No | No |  | No | No | No | Yes | No | No | No | No | No | No | No | No | VVVZVR | [10 empty] | 8282 | 155.18 | 53.4 | 13.2 | 0.898 | 5000 | 84 | 13 | 82 | 96 | -12 | 4 | 4.0 ft |  |  |  | No | No | No | No | No | [9 empty] | AC |  | 120 | 277 |  |  | 8282 | 53.4
Solid State Lighting | 5.1 | P0Q9T287 | Saylite/Texas Fluorescents Reinvented | Saylite | (SS,SV,SD,SM)CBF24LY20WDMV35Koooo | Indoor Luminaires | Troffer | 2x4 Luminaires for Ambient Lighting of Interior Commercial Spaces |  |  |  | Standard | [16 empty] | 2021-07-29 | Yes | Continuous Dimming to 10% or below | Autani Energy Center, Avi-on, Douglas Dialog, Enlighted IOT System, Lutron- Vive, McWoing TruBlu, Nedap Luxon, Signify Easysense | Multifunction Sensor,Sensor Receptacle,Daylight Sensor,Occupancy Sensing | 0-10V Analog | Zigbee,Bluetooth,WiFi | No | No | Yes | Yes | Yes | Yes | Autani Energy Center, Avi-on, Douglas Dialog, Enlighted IOT System, Lutron- Vive, McWoing TruBlu, Nedap Luxon, Signify Easysense | No | No | No | Yes | No | No | No |  | Yes | Yes | Yes | No | JJJOWB | [10 empty] | 2985.75 | 148.25 | 20.14 | 10.3 | 0.953 | 3500 | 83 | 9 | 84 | 97 | -11 | [5 empty] | No | No | No | No | No | [9 empty] | AC |  | 120 | 277 |  |  | 2985.75 | 20.14
Solid State Lighting | 5.1 | P0QCIVQA | Saylite/Texas Fluorescents Reinvented | Saylite | S48LY40WD(D,G,DALI,DEXAL,SR)MV50Koooo | Indoor Luminaires | Linear Ambient | Direct Linear Ambient Luminaires |  |  |  | Standard | [16 empty] | 2021-09-30 | Yes | Continuous Dimming to 10% or below | LLLC,Energy Monitoring,High End Trim | Multifunction Sensor, Sensor Receptacle, Daylight Sensing, Occupancy Sensing | 0-10V Analog, DALI, DMX, Phase Cut | Zigbee,Bluetooth,WiFi | No | No | Yes | Yes | Yes | Yes | Autani Energy Center, Avi-on, Douglas Dialog, Enlighted IOT System, Lutron- Vive, McWoing TruBlu, Nedap Luxon, Signify Easysense | Yes | Yes | No | Yes | Yes | Yes | Yes | No | Yes | Yes | Yes | No | RRRWGM | [10 empty] | 6652 | 166.3 | 40 | 10 | 0.994 | 5000 | 82 | 10 | 81 | 97 | -12 | 4 |  |  |  |  | No | No | No | No | No | [9 empty] | AC |  | 120 | 277 |  |  | 6652 | 40
Solid State Lighting | 5.1 | P0T3QZFE | Saylite/Texas Fluorescents Reinvented | Saylite | 200A248LY45WDMV50Koooo | Indoor Luminaires | Linear Ambient | Direct Linear Ambient Luminaires |  |  |  | Standard | [16 empty] | 2021-11-02 | No | Continuous Dimming to 10% or below | No Control Capability | No Sensor | 0-10V Analog | No Wireless Protocol | No | No | No | No | No | No |  | No | No | No | Yes | No | No | No | No | No | No | No | No | VVVZVR | [10 empty] | 7137 | 158.59 | 45 | 13.2 | 0.898 | 5000 | 84 | 13 | 82 | 96 | -12 | 4 | 4.0 ft |  |  |  | No | No | No | No | No | [9 empty] | AC |  | 120 | 277 |  |  | 7137 | 45
Solid State Lighting | 5.1 | P0UKS20P | Saylite/Texas Fluorescents Reinvented | Saylite | C24LY15WD(D,G,DALI,DEXAL,SR)MV35Koooo | Indoor Luminaires | Linear Ambient | Direct Linear Ambient Luminaires |  |  |  | Standard | [16 empty] | 2021-09-30 | Yes | Continuous Dimming to 10% or below | LLLC,Energy Monitoring,High End Trim | Multifunction Sensor, Sensor Receptacle, Daylight Sensing, Occupancy Sensing | 0-10V Analog, DALI, DMX, Phase Cut | Zigbee,Bluetooth,WiFi | No | No | Yes | Yes | Yes | Yes | Autani Energy Center, Avi-on, Douglas Dialog, Enlighted IOT System, Lutron- Vive, McWoing TruBlu, Nedap Luxon, Signify Easysense | Yes | Yes | No | Yes | Yes | Yes | Yes | No | Yes | Yes | Yes | No | RRRWGM | [10 empty] | 2484 | 161.51 | 15.38 | 13.3 | 0.905 | 3500 | 84 | 9 | 84 | 98 | -11 | 2 |  |  |  |  | No | No | No | No | No | [9 empty] | AC |  | 120 | 277 |  |  | 2484 | 15.38
Solid State Lighting | 5.1 | P0WMPFYP | Saylite/Texas Fluorescents Reinvented | Saylite | (SS,SV,SD,SM)UCLL14LY20W(D,G,DALI,DEXAL,SR)(MV or 120)35Koooo | Indoor Luminaires | Troffer | 1x4 Luminaires for Ambient Lighting of Interior Commercial Spaces |  |  |  | Premium | [16 empty] | 2021-07-29 | Yes | Continuous Dimming to 10% or below | Autani Energy Center, Avi-on, Douglas Dialog, Enlighted IOT System, Lutron- Vive, McWoing TruBlu, Nedap Luxon, Signify Easysense | Multifunction Sensor,Sensor Receptacle,Daylight Sensor,Occupancy Sensing | 0-10V Analog,DALI,DMX | Zigbee,Bluetooth,WiFi | No | No | Yes | Yes | Yes | Yes | Autani Energy Center, Avi-on, Douglas Dialog, Enlighted IOT System, Lutron- Vive, McWoing TruBlu, Nedap Luxon, Signify Easysense | No | No | No | Yes | Yes | Yes | No |  | Yes | Yes | Yes | No | JJJOWA | [10 empty] | 2791.23 | 139.562 | 20 | 9.1 | 0.911 | 3500 | 83 | 8 | 83 | 98 | -11 | [5 empty] | No | No | No | No | No | [9 empty] | AC |  | 120 | 277 |  |  | 2791.23 | 20
Solid State Lighting | 5.1 | P0WXDUII | Saylite/Texas Fluorescents Reinvented | Saylite | C24LFRY15WD(D,G,DALI,DEXAL,SR)MV50Koooo | Indoor Luminaires | Linear Ambient | Direct Linear Ambient Luminaires |  |  |  | Standard | [16 empty] | 2021-09-30 | Yes | Continuous Dimming to 10% or below | LLLC,Energy Monitoring,High End Trim | Multifunction Sensor, Sensor Receptacle, Daylight Sensing, Occupancy Sensing | 0-10V Analog, DALI, DMX, Phase Cut | Zigbee,Bluetooth,WiFi | No | No | Yes | Yes | Yes | Yes | Autani Energy Center, Avi-on, Douglas Dialog, Enlighted IOT System, Lutron- Vive, McWoing TruBlu, Nedap Luxon, Signify Easysense | Yes | Yes | No | Yes | Yes | Yes | Yes | No | Yes | Yes | Yes | No | RRRWGM | [10 empty] | 2345 | 152.64 | 15.36 | 13.4 | 0.904 | 5000 | 83 | 12 | 82 | 97 | -12 | 2 |  |  |  |  | No | No | No | No | No | [9 empty] | AC |  | 120 | 277 |  |  | 2345 | 15.36
Solid State Lighting | 5.1 | P0XV0WJX | Saylite/Texas Fluorescents Reinvented | Saylite | 200A248LY50WDMV35Koooo | Indoor Luminaires | Linear Ambient | Direct Linear Ambient Luminaires |  |  |  | Standard | [16 empty] | 2021-11-02 | No | Continuous Dimming to 10% or below | No Control Capability | No Sensor | 0-10V Analog | No Wireless Protocol | No | No | No | No | No | No |  | No | No | No | Yes | No | No | No | No | No | No | No | No | VVVZVR | [10 empty] | 7681 | 153.63 | 50 | 13.2 | 0.898 | 3500 | 84 | 9 | 84 | 97 | -11 | 4 | 4.0 ft |  |  |  | No | No | No | No | No | [9 empty] | AC |  | 120 | 277 |  |  | 7681 | 50
Solid State Lighting | 5 | P0Y7UPFQ | Saylite/Texas Fluorescents Reinvented | Saylite | UCLL22LJ24W2700LDMV30K | Indoor Luminaires | Troffer | 2x2 Luminaires for Ambient Lighting of Interior Commercial Spaces |  |  | TRUE | Standard |  |  | 2679 | 115.5 | 23.2 | 14 | 0.89 | 3080 | 83 | [5 empty] | 5 | 50000 | 2018-07-18 | Not Yet Verified | Continuous Dimming to 10% or below | [23 empty] | ZZZBZX | [10 empty] | 2679 | 115.47 | 23.2 | 14 | 0.89 | 3000 | 83 | [6 empty] | TRUE | [6 empty] | No | [9 empty] | AC | Updated on 10/31/2019
Solid State Lighting | 5.1 | P0YDLYFP | Saylite/Texas Fluorescents Reinvented | Saylite | C96LFRY30WD(D,G,DALI,DEXAL,SR)MV35Koooo | Indoor Luminaires | Linear Ambient | Direct Linear Ambient Luminaires |  |  |  | Standard | [16 empty] | 2021-09-30 | Yes | Continuous Dimming to 10% or below | LLLC,Energy Monitoring,High End Trim | Multifunction Sensor, Sensor Receptacle, Daylight Sensing, Occupancy Sensing | 0-10V Analog, DALI, DMX, Phase Cut | Zigbee,Bluetooth,WiFi | No | No | Yes | Yes | Yes | Yes | Autani Energy Center, Avi-on, Douglas Dialog, Enlighted IOT System, Lutron- Vive, McWoing TruBlu, Nedap Luxon, Signify Easysense | Yes | Yes | No | Yes | Yes | Yes | Yes | No | Yes | Yes | Yes | No | RRRWGM | [10 empty] | 4559 | 154.96 | 29.42 | 9.4 | 0.991 | 3500 | 84 | 9 | 83 | 98 | -11 | 8 |  |  |  |  | No | No | No | No | No | [9 empty] | AC |  | 120 | 277 |  |  | 4559 | 29.42
Solid State Lighting | 5.1 | P0ZQAHR7 | Saylite/Texas Fluorescents Reinvented | Saylite | (SS,SV,SD,SM)CBF24LY25WDMV40Koooo | Indoor Luminaires | Troffer | 2x4 Luminaires for Ambient Lighting of Interior Commercial Spaces |  |  |  | Standard | [16 empty] | 2021-07-29 | Yes | Continuous Dimming to 10% or below | Autani Energy Center, Avi-on, Douglas Dialog, Enlighted IOT System, Lutron- Vive, McWoing TruBlu, Nedap Luxon, Signify Easysense | Multifunction Sensor,Sensor Receptacle,Daylight Sensor,Occupancy Sensing | 0-10V Analog | Zigbee,Bluetooth,WiFi | No | No | Yes | Yes | Yes | Yes | Autani Energy Center, Avi-on, Douglas Dialog, Enlighted IOT System, Lutron- Vive, McWoing TruBlu, Nedap Luxon, Signify Easysense | No | No | No | Yes | No | No | No |  | Yes | Yes | Yes | No | JJJOWB | [10 empty] | 3762.04 | 150.481 | 25 | 10.3 | 0.953 | 4000 | 83 | 9 | 84 | 97 | -11 | [5 empty] | No | No | No | No | No | [9 empty] | AC |  | 120 | 277 |  |  | 3762.04 | 25
Solid State Lighting | 5 | P0ZYO17K | Saylite/Texas Fluorescents Reinvented | Saylite | UCLL22LJ28W3150LDMV35K | Indoor Luminaires | Troffer | 2x2 Luminaires for Ambient Lighting of Interior Commercial Spaces |  |  |  | Standard | [16 empty] | 2018-07-18 | Not Yet Verified | Continuous Dimming to 10% or below | [23 empty] | ZZZBZX | [10 empty] | 3120.04 | 111.43 | 28 | 14 | 0.89 | 3500 | 82 | [13 empty] | No | [9 empty] | AC | Updated on 10/31/2019
Solid State Lighting | 5.1 | P10SVKIK | Saylite/Texas Fluorescents Reinvented | Saylite | C48LFRY45WD(D,G,DALI,DEXAL,SR)MV40Koooo | Indoor Luminaires | Linear Ambient | Direct Linear Ambient Luminaires |  |  |  | Standard | [16 empty] | 2021-09-30 | Yes | Continuous Dimming to 10% or below | LLLC,Energy Monitoring,High End Trim | Multifunction Sensor, Sensor Receptacle, Daylight Sensing, Occupancy Sensing | 0-10V Analog, DALI, DMX, Phase Cut | Zigbee,Bluetooth,WiFi | No | No | Yes | Yes | Yes | Yes | Autani Energy Center, Avi-on, Douglas Dialog, Enlighted IOT System, Lutron- Vive, McWoing TruBlu, Nedap Luxon, Signify Easysense | Yes | Yes | No | Yes | Yes | Yes | Yes | No | Yes | Yes | Yes | No | RRRWGM | [10 empty] | 6805 | 151.21 | 45 | 13.2 | 0.898 | 4000 | 84 | 9 | 83 | 98 | -11 | 4 |  |  |  |  | No | No | No | No | No | [9 empty] | AC |  | 120 | 277 |  |  | 6805 | 45
Solid State Lighting | 5 | P11PPG23 | Saylite/Texas Fluorescents Reinvented | Saylite | HBC48LN162W24000LA10DMVxxx35Koooo | Indoor Luminaires | High-Bay | High-Bay Luminaires for Commercial and Industrial Buildings |  |  |  | Standard | [16 empty] | 2017-03-15 | Yes | Continuous Dimming to 10% or below | [23 empty] | LLLBCJ | [10 empty] | 22930 | 141.54 | 162 | 6.1 | 0.96 | 3500 | 83 | [13 empty] | No | [9 empty] | AC | Updated on 10/31/2019
Solid State Lighting | 5.1 | P139WGCR | Saylite/Texas Fluorescents Reinvented | Saylite | 209A48LY20WDMV35Koooo | Indoor Luminaires | Linear Ambient | Direct Linear Ambient Luminaires |  |  |  | Standard | [16 empty] | 2021-11-02 | No | Continuous Dimming to 10% or below | No Control Capability | No Sensor | 0-10V Analog | No Wireless Protocol | No | No | No | No | No | No |  | No | No | No | Yes | No | No | No | No | No | No | No | No | VVVZVR | [10 empty] | 3239 | 161.94 | 20 | 9.2 | 0.916 | 3500 | 84 | 10 | 84 | 97 | -11 | 4 | 4.0 ft |  |  |  | No | No | No | No | No | [9 empty] | AC |  | 120 | 277 |  |  | 3239 | 20
Solid State Lighting | 5.1 | P13DCN63 | Saylite/Texas Fluorescents Reinvented | Saylite | RKCIT96LY30WDMV50K | Indoor Retrofit Kit | Linear Ambient | Retrofit Kits for Direct Linear Ambient Luminaires | Luminaire Specific |  |  | Standard | [16 empty] | 2021-04-28 | Yes | Continuous Dimming to 10% or below | Energy Monitoring, High-end Trim, Autani Energy Center, Avi-on, Douglas Dialog, Enlighted IOT System, Lutron- Vive, McWoing TruBlu, Nedap Luxon, Signify Easysense | Daylight Sensor, Occupancy Sensor, Multifunction Sensor, Integral Sensor Receptacle | 0-10V Analog,DALI,DMX | Zigbee, Bluetooth, Wifi | No | No | Yes | Yes | Yes | Yes | Autani Energy Center, Avi-on, Douglas Dialog, Enlighted IOT System, Lutron- Vive, McWoing TruBlu, Nedap Luxon, Signify Easysense | Yes | Yes | No | Yes | Yes | Yes | No | No | Yes | Yes | Yes |  | BBBFSF | [10 empty] | 4472.8 | 152.76 | 29.28 | 9.5 | 0.902 | 5000 | 82 | 11 | 82 | 97 | -12 | 8 | 8.0 ft |  |  |  | No | No | No | No | No | [9 empty] | AC |  | 120 | 277 |  |  | 4472.8 | 29.28
Solid State Lighting | 5.1 | P13UZIAF | Saylite/Texas Fluorescents Reinvented | Saylite | S48LY54WD(D,G,DALI,DEXAL,SR)MV40Koooo | Indoor Luminaires | Linear Ambient | Direct Linear Ambient Luminaires |  |  |  | Standard | [16 empty] | 2021-09-30 | Yes | Continuous Dimming to 10% or below | LLLC,Energy Monitoring,High End Trim | Multifunction Sensor, Sensor Receptacle, Daylight Sensing, Occupancy Sensing | 0-10V Analog, DALI, DMX, Phase Cut | Zigbee,Bluetooth,WiFi | No | No | Yes | Yes | Yes | Yes | Autani Energy Center, Avi-on, Douglas Dialog, Enlighted IOT System, Lutron- Vive, McWoing TruBlu, Nedap Luxon, Signify Easysense | Yes | Yes | No | Yes | Yes | Yes | Yes | No | Yes | Yes | Yes | No | RRRWGM | [10 empty] | 8557 | 160.42 | 53.34 | 10 | 0.994 | 4000 | 83 | 7 | 83 | 98 | -11 | 4 |  |  |  |  | No | No | No | No | No | [9 empty] | AC |  | 120 | 277 |  |  | 8557 | 53.34
Solid State Lighting | 5 | P145TF94 | Saylite/Texas Fluorescents Reinvented | Saylite | CBF14LF48W6000DMV30K [Qualified at 120V] | Indoor Luminaires | Troffer | 1x4 Luminaires for Ambient Lighting of Interior Commercial Spaces |  |  |  | Standard | [16 empty] | 2017-02-03 | Yes | Continuous Dimming to 10% or below | [23 empty] | YYYBKV | [10 empty] | 5635 | 117.4 | 48 | 8.2 | 0.99 | 3000 | 83 | [6 empty] | TRUE | [6 empty] | No | [9 empty] | AC | Updated on 10/31/2019
Solid State Lighting | 5.1 | P15FLGQ6 | Saylite/Texas Fluorescents Reinvented | Saylite | 200A296LY60WDMV35Koooo | Indoor Luminaires | Linear Ambient | Direct Linear Ambient Luminaires |  |  |  | Standard | [16 empty] | 2021-11-02 | No | Continuous Dimming to 10% or below | No Control Capability | No Sensor | 0-10V Analog | No Wireless Protocol | No | No | No | No | No | No |  | No | No | No | Yes | No | No | No | No | No | No | No | No | VVVZVR | [10 empty] | 9787 | 160.33 | 61 | 9.2 | 0.916 | 3500 | 84 | 9 | 84 | 97 | -11 | 8 | 8.0 ft |  |  |  | No | No | No | No | No | [9 empty] | AC |  | 120 | 277 |  |  | 9787 | 61
Solid State Lighting | 5.1 | P15QLAM7 | Saylite/Texas Fluorescents Reinvented | Saylite | S24LFRY20WD(D,G,DALI,DEXAL,SR)MV35Koooo | Indoor Luminaires | Linear Ambient | Direct Linear Ambient Luminaires |  |  |  | Standard | [16 empty] | 2021-09-30 | Yes | Continuous Dimming to 10% or below | LLLC,Energy Monitoring,High End Trim | Multifunction Sensor, Sensor Receptacle, Daylight Sensing, Occupancy Sensing | 0-10V Analog, DALI, DMX, Phase Cut | Zigbee,Bluetooth,WiFi | No | No | Yes | Yes | Yes | Yes | Autani Energy Center, Avi-on, Douglas Dialog, Enlighted IOT System, Lutron- Vive, McWoing TruBlu, Nedap Luxon, Signify Easysense | Yes | Yes | No | Yes | Yes | Yes | Yes | No | Yes | Yes | Yes | No | RRRWGM | [10 empty] | 2942 | 147.1 | 20 | 13.4 | 0.904 | 3500 | 84 | 10 | 84 | 98 | -10 | 2 |  |  |  |  | No | No | No | No | No | [9 empty] | AC |  | 120 | 277 |  |  | 2942 | 20
Solid State Lighting | 5.1 | P16Z8XGI | Saylite/Texas Fluorescents Reinvented | Saylite | RKCIT48LY40WDMV35K | Indoor Retrofit Kit | Linear Ambient | Retrofit Kits for Direct Linear Ambient Luminaires | Luminaire Specific |  |  | Standard | [16 empty] | 2021-04-28 | Yes | Continuous Dimming to 10% or below | Energy Monitoring, High-end Trim, Autani Energy Center, Avi-on, Douglas Dialog, Enlighted IOT System, Lutron- Vive, McWoing TruBlu, Nedap Luxon, Signify Easysense | Daylight Sensor, Occupancy Sensor, Multifunction Sensor, Integral Sensor Receptacle | 0-10V Analog,DALI,DMX | Zigbee, Bluetooth, Wifi | No | No | Yes | Yes | Yes | Yes | Autani Energy Center, Avi-on, Douglas Dialog, Enlighted IOT System, Lutron- Vive, McWoing TruBlu, Nedap Luxon, Signify Easysense | Yes | Yes | No | Yes | Yes | Yes | No | No | Yes | Yes | Yes |  | BBBFSF | [10 empty] | 5722.9 | 143.072 | 40 | 9.5 | 0.902 | 3500 | 84 | 10 | 84 | 98 | -11 | 4 | 4.0 ft |  |  |  | No | No | No | No | No | [9 empty] | AC |  | 120 | 277 |  |  | 5722.9 | 40
Solid State Lighting | 5.1 | P17Z8W7E | Saylite/Texas Fluorescents Reinvented | Saylite | 209A96LY60WDMV30Koooo | Indoor Luminaires | Linear Ambient | Direct Linear Ambient Luminaires |  |  |  | Standard | [16 empty] | 2021-11-02 | No | Continuous Dimming to 10% or below | No Control Capability | No Sensor | 0-10V Analog | No Wireless Protocol | No | No | No | No | No | No |  | No | No | No | Yes | No | No | No | No | No | No | No | No | VVVZVR | [10 empty] | 9337 | 152.97 | 61 | 9.2 | 0.916 | 3000 | 84 | 9 | 84 | 97 | -11 | 8 | 8.0 ft |  |  |  | No | No | No | No | No | [9 empty] | AC |  | 120 | 277 |  |  | 9337 | 61
Solid State Lighting | 5 | P181HR9J | Saylite/Texas Fluorescents Reinvented | Saylite | 131A24LJ35W4600LDMV35K | Indoor Luminaires | Troffer | 2x4 Luminaires for Ambient Lighting of Interior Commercial Spaces |  |  |  | Standard | [16 empty] | 2018-05-25 | Yes | Continuous Dimming to 10% or below | [23 empty] | LLLBNI | [10 empty] | 4603 | 133.035 | 34.6 | 4.7 | 0.97 | 3500 | 83 | [13 empty] | No | [9 empty] | AC | Updated on 10/31/2019
Solid State Lighting | 5.1 | P190EXJJ | Saylite/Texas Fluorescents Reinvented | Saylite | (SS,SV,SD,SM)UCLL14LY33W(D,G,DALI,DEXAL,SR)(MV or 120)50Koooo | Indoor Luminaires | Troffer | 1x4 Luminaires for Ambient Lighting of Interior Commercial Spaces |  |  |  | Standard | [16 empty] | 2021-07-29 | Yes | Continuous Dimming to 10% or below | Autani Energy Center, Avi-on, Douglas Dialog, Enlighted IOT System, Lutron- Vive, McWoing TruBlu, Nedap Luxon, Signify Easysense | Multifunction Sensor,Sensor Receptacle,Daylight Sensor,Occupancy Sensing | 0-10V Analog,DALI,DMX | Zigbee,Bluetooth,WiFi | No | No | Yes | Yes | Yes | Yes | Autani Energy Center, Avi-on, Douglas Dialog, Enlighted IOT System, Lutron- Vive, McWoing TruBlu, Nedap Luxon, Signify Easysense | No | No | No | Yes | Yes | Yes | No |  | Yes | Yes | Yes | No | JJJOWA | [10 empty] | 4579.74 | 138.78 | 33 | 8.2 | 0.996 | 5000 | 83 | 11 | 82 | 95 | -12 | [5 empty] | No | No | No | No | No | [9 empty] | AC |  | 120 | 277 |  |  | 4579.74 | 33
Solid State Lighting | 5.1 | P1A8K8KQ | Saylite/Texas Fluorescents Reinvented | Saylite | C48LFRY25WD(D,G,DALI,DEXAL,SR)MV35Koooo | Indoor Luminaires | Linear Ambient | Direct Linear Ambient Luminaires |  |  |  | Standard | [16 empty] | 2021-09-30 | Yes | Continuous Dimming to 10% or below | LLLC,Energy Monitoring,High End Trim | Multifunction Sensor, Sensor Receptacle, Daylight Sensing, Occupancy Sensing | 0-10V Analog, DALI, DMX, Phase Cut | Zigbee,Bluetooth,WiFi | No | No | Yes | Yes | Yes | Yes | Autani Energy Center, Avi-on, Douglas Dialog, Enlighted IOT System, Lutron- Vive, McWoing TruBlu, Nedap Luxon, Signify Easysense | Yes | Yes | No | Yes | Yes | Yes | Yes | No | Yes | Yes | Yes | No | RRRWGM | [10 empty] | 3853 | 154.12 | 25 | 13.2 | 0.898 | 3500 | 84 | 9 | 83 | 98 | -11 | 4 |  |  |  |  | No | No | No | No | No | [9 empty] | AC |  | 120 | 277 |  |  | 3853 | 25
Solid State Lighting | 5.1 | P1AHLGHJ | Saylite/Texas Fluorescents Reinvented | Saylite | C48LFRY30WD(D,G,DALI,DEXAL,SR)MV50Koooo | Indoor Luminaires | Linear Ambient | Direct Linear Ambient Luminaires |  |  |  | Standard | [16 empty] | 2021-09-30 | Yes | Continuous Dimming to 10% or below | LLLC,Energy Monitoring,High End Trim | Multifunction Sensor, Sensor Receptacle, Daylight Sensing, Occupancy Sensing | 0-10V Analog, DALI, DMX, Phase Cut | Zigbee,Bluetooth,WiFi | No | No | Yes | Yes | Yes | Yes | Autani Energy Center, Avi-on, Douglas Dialog, Enlighted IOT System, Lutron- Vive, McWoing TruBlu, Nedap Luxon, Signify Easysense | Yes | Yes | No | Yes | Yes | Yes | Yes | No | Yes | Yes | Yes | No | RRRWGM | [10 empty] | 4773 | 155.77 | 30.64 | 13.2 | 0.898 | 5000 | 83 | 12 | 82 | 97 | -12 | 4 |  |  |  |  | No | No | No | No | No | [9 empty] | AC |  | 120 | 277 |  |  | 4773 | 30.64
Solid State Lighting | 5 | P1B55UEO | Saylite/Texas Fluorescents Reinvented | Saylite | UCLL22LJ24W2700LDMV35K | Indoor Luminaires | Troffer | 2x2 Luminaires for Ambient Lighting of Interior Commercial Spaces |  |  |  | Standard | [16 empty] | 2018-07-18 | Not Yet Verified | Continuous Dimming to 10% or below | [23 empty] | ZZZBZX | [10 empty] | 2771.38 | 115.47 | 24 | 14 | 0.89 | 3500 | 82 | [13 empty] | No | [9 empty] | AC | Updated on 10/31/2019
Solid State Lighting | 5.1 | P1BXYDFY | Saylite/Texas Fluorescents Reinvented | Saylite | S48LY25WD(D,G,DALI,DEXAL,SR)MV35Koooo | Indoor Luminaires | Linear Ambient | Direct Linear Ambient Luminaires |  |  |  | Standard | [16 empty] | 2021-09-30 | Yes | Continuous Dimming to 10% or below | LLLC,Energy Monitoring,High End Trim | Multifunction Sensor, Sensor Receptacle, Daylight Sensing, Occupancy Sensing | 0-10V Analog, DALI, DMX, Phase Cut | Zigbee,Bluetooth,WiFi | No | No | Yes | Yes | Yes | Yes | Autani Energy Center, Avi-on, Douglas Dialog, Enlighted IOT System, Lutron- Vive, McWoing TruBlu, Nedap Luxon, Signify Easysense | Yes | Yes | No | Yes | Yes | Yes | Yes | No | Yes | Yes | Yes | No | RRRWGM | [10 empty] | 4156 | 166.22 | 25 | 13.2 | 0.898 | 3500 | 84 | 9 | 83 | 98 | -11 | 4 |  |  |  |  | No | No | No | No | No | [9 empty] | AC |  | 120 | 277 |  |  | 4156 | 25
Solid State Lighting | 5.1 | P1C1POUH | Saylite/Texas Fluorescents Reinvented | Saylite | CITE96LFRY70WDMV30K | Indoor Luminaires | Linear Ambient | Direct Linear Ambient Luminaires |  |  |  | Standard | [16 empty] | 2021-04-28 | Yes | Continuous Dimming to 10% or below | Energy Monitoring, High-end Trim, Autani Energy Center, Avi-on, Douglas Dialog, Enlighted IOT System, Lutron- Vive, McWoing TruBlu, Nedap Luxon, Signify Easysense | Daylight Sensor, Occupancy Sensor, Multifunction Sensor, Integral Sensor Receptacle | 0-10V Analog,DALI,DMX | Zigbee, Bluetooth, Wifi | No | No | Yes | Yes | Yes | Yes | Autani Energy Center, Avi-on, Douglas Dialog, Enlighted IOT System, Lutron- Vive, McWoing TruBlu, Nedap Luxon, Signify Easysense | Yes | Yes | No | Yes | Yes | Yes | No | No | Yes | Yes | Yes |  | BBBFSF | [10 empty] | 10253.1 | 146.473 | 70 | 9.5 | 0.902 | 3000 | 84 | 10 | 84 | 98 | -11 | 8 | 8.0 ft |  |  |  | No | No | No | No | No | [9 empty] | AC |  | 120 | 277 |  |  | 10253.1 | 70
Solid State Lighting | 5 | P1C34YC8 | Saylite/Texas Fluorescents Reinvented | Fleco Industries | HIL48LX200W30000LDMV40Koooo (except WG) | Indoor Luminaires | High-Bay | High-Bay Luminaires for Commercial and Industrial Buildings |  |  |  | Premium | [16 empty] | 2020-06-23 | Yes | Continuous Dimming to 10% or below | [23 empty] | TTTVRK | [10 empty] | 31150 | 155.75 | 200 | 8.45 | 0.978 | 4000 | 83 | [13 empty] | No | [9 empty] | AC |  | 120 | 277 |  |  | 31150 | 200
Solid State Lighting | 5.1 | P1CHAZ7D | Saylite/Texas Fluorescents Reinvented | Saylite | C48LFRY20WD(D,G,DALI,DEXAL,SR)MV35Koooo | Indoor Luminaires | Linear Ambient | Direct Linear Ambient Luminaires |  |  |  | Standard | [16 empty] | 2021-09-30 | Yes | Continuous Dimming to 10% or below | LLLC,Energy Monitoring,High End Trim | Multifunction Sensor, Sensor Receptacle, Daylight Sensing, Occupancy Sensing | 0-10V Analog, DALI, DMX, Phase Cut | Zigbee,Bluetooth,WiFi | No | No | Yes | Yes | Yes | Yes | Autani Energy Center, Avi-on, Douglas Dialog, Enlighted IOT System, Lutron- Vive, McWoing TruBlu, Nedap Luxon, Signify Easysense | Yes | Yes | No | Yes | Yes | Yes | Yes | No | Yes | Yes | Yes | No | RRRWGM | [10 empty] | 3091 | 154.54 | 20 | 13.2 | 0.898 | 3500 | 84 | 9 | 83 | 98 | -11 | 4 |  |  |  |  | No | No | No | No | No | [9 empty] | AC |  | 120 | 277 |  |  | 3091 | 20
Solid State Lighting | 5.1 | P1EG4UTP | Saylite/Texas Fluorescents Reinvented | Saylite | 207A248LY40WDMV35Koooo | Indoor Luminaires | Linear Ambient | Direct Linear Ambient Luminaires |  |  |  | Standard | [16 empty] | 2021-11-02 | No | Continuous Dimming to 10% or below | No Control Capability | No Sensor | 0-10V Analog | No Wireless Protocol | No | No | No | No | No | No |  | No | No | No | Yes | No | No | No | No | No | No | No | No | VVVZVR | [10 empty] | 6279 | 156.98 | 40 | 13.2 | 0.898 | 3500 | 84 | 9 | 84 | 97 | -11 | 4 | 4.0 ft |  |  |  | No | No | No | No | No | [9 empty] | AC |  | 120 | 277 |  |  | 6279 | 40
Solid State Lighting | 5.1 | P1EM35WD | Saylite/Texas Fluorescents Reinvented | Saylite | 200A296LY50WDMV40Koooo | Indoor Luminaires | Linear Ambient | Direct Linear Ambient Luminaires |  |  |  | Standard | [16 empty] | 2021-11-02 | No | Continuous Dimming to 10% or below | No Control Capability | No Sensor | 0-10V Analog | No Wireless Protocol | No | No | No | No | No | No |  | No | No | No | Yes | No | No | No | No | No | No | No | No | VVVZVR | [10 empty] | 8228 | 164.55 | 50 | 9.2 | 0.916 | 4000 | 84 | 10 | 84 | 97 | -11 | 8 | 8.0 ft |  |  |  | No | No | No | No | No | [9 empty] | AC |  | 120 | 277 |  |  | 8228 | 50
Solid State Lighting | 5 | P1EYJYYK | Saylite/Texas Fluorescents Reinvented | Saylite | CITE48LFRF57W6800LLBDMV30Kxx | Indoor Luminaires | Linear Ambient | Direct Linear Ambient Luminaires |  |  | TRUE | Standard |  |  | 6366.3 | 110.2 | 57.77 | 8.7 | 0.924 | 3136 | 84 | [5 empty] | 5 | 50000 | 2017-02-03 | Yes | Continuous Dimming to 10% or below | [23 empty] | YYYBKT | [10 empty] | 6366 | 110 | 57.77 | 4.8 | 0.998 | 3000 | 84 |  |  |  |  | 4 | 4.0 ft | TRUE | [6 empty] | No | [9 empty] | AC | Updated on 10/31/2019
Solid State Lighting | 5.1 | P1GCUA7L | Saylite/Texas Fluorescents Reinvented | Saylite | (SS,SV,SD,SM)UCLL14LY33W(D,G,DALI,DEXAL,SR)(MV or 120)40Koooo | Indoor Luminaires | Troffer | 1x4 Luminaires for Ambient Lighting of Interior Commercial Spaces |  |  |  | Standard | [16 empty] | 2021-07-29 | Yes | Continuous Dimming to 10% or below | Autani Energy Center, Avi-on, Douglas Dialog, Enlighted IOT System, Lutron- Vive, McWoing TruBlu, Nedap Luxon, Signify Easysense | Multifunction Sensor,Sensor Receptacle,Daylight Sensor,Occupancy Sensing | 0-10V Analog,DALI,DMX | Zigbee,Bluetooth,WiFi | No | No | Yes | Yes | Yes | Yes | Autani Energy Center, Avi-on, Douglas Dialog, Enlighted IOT System, Lutron- Vive, McWoing TruBlu, Nedap Luxon, Signify Easysense | No | No | No | Yes | Yes | Yes | No |  | Yes | Yes | Yes | No | JJJOWA | [10 empty] | 4579.74 | 138.78 | 33 | 8.2 | 0.996 | 4000 | 83 | 8 | 83 | 98 | -11 | [5 empty] | No | No | No | No | No | [9 empty] | AC |  | 120 | 277 |  |  | 4579.74 | 33
Solid State Lighting | 5.1 | P1HZR1K7 | Saylite/Texas Fluorescents Reinvented | Saylite | RKCIT48LY25WDMV35K | Indoor Retrofit Kit | Linear Ambient | Retrofit Kits for Direct Linear Ambient Luminaires | Luminaire Specific |  |  | Standard | [16 empty] | 2021-04-28 | Yes | Continuous Dimming to 10% or below | Energy Monitoring, High-end Trim, Autani Energy Center, Avi-on, Douglas Dialog, Enlighted IOT System, Lutron- Vive, McWoing TruBlu, Nedap Luxon, Signify Easysense | Daylight Sensor, Occupancy Sensor, Multifunction Sensor, Integral Sensor Receptacle | 0-10V Analog,DALI,DMX | Zigbee, Bluetooth, Wifi | No | No | Yes | Yes | Yes | Yes | Autani Energy Center, Avi-on, Douglas Dialog, Enlighted IOT System, Lutron- Vive, McWoing TruBlu, Nedap Luxon, Signify Easysense | Yes | Yes | No | Yes | Yes | Yes | No | No | Yes | Yes | Yes |  | BBBFSF | [10 empty] | 3689.4 | 147.576 | 25 | 9.5 | 0.902 | 3500 | 84 | 10 | 84 | 98 | -11 | 4 | 4.0 ft |  |  |  | No | No | No | No | No | [9 empty] | AC |  | 120 | 277 |  |  | 3689.4 | 25
Solid State Lighting | 5 | P1JEPQLM | Saylite/Texas Fluorescents Reinvented | Saylite | 22CJ28W3200LW10DMV40K | Indoor Retrofit Kit | Troffer | Linear Retrofit Kits for 2x2 Luminaires | General Purpose |  |  | Standard | [16 empty] | 2018-05-25 | Yes | Continuous Dimming to 10% or below | [23 empty] | LLLBNI | [10 empty] | 3240 | 116.129 | 27.9 | 8.2 | 0.95 | 4000 | 82 | [13 empty] | No | [9 empty] | AC | Updated on 10/31/2019
Solid State Lighting | 5 | P1K4TN94 | Saylite/Texas Fluorescents Reinvented | Saylite | 131A22LJ40W4500LDMV50K | Indoor Luminaires | Troffer | 2x2 Luminaires for Ambient Lighting of Interior Commercial Spaces |  |  |  | Standard | [16 empty] | 2018-05-25 | Yes | Continuous Dimming to 10% or below | [23 empty] | LLLBNI | [10 empty] | 4503 | 109.562 | 41.1 | 8.2 | 0.95 | 5000 | 82 | [13 empty] | No | [9 empty] | AC | Updated on 10/31/2019
Solid State Lighting | 5.1 | P1KX0EKT | Saylite/Texas Fluorescents Reinvented | Saylite | (SS,SV,SD,SM)UCLL24LY45W(D,G,DALI,DEXAL,SR)(MV or 120)45Koooo | Indoor Luminaires | Troffer | 2x4 Luminaires for Ambient Lighting of Interior Commercial Spaces |  |  |  | Premium | [16 empty] | 2021-07-29 | Yes | Continuous Dimming to 10% or below | Autani Energy Center, Avi-on, Douglas Dialog, Enlighted IOT System, Lutron- Vive, McWoing TruBlu, Nedap Luxon, Signify Easysense | Multifunction Sensor,Sensor Receptacle,Daylight Sensor,Occupancy Sensing | 0-10V Analog,DALI,DMX | Zigbee,Bluetooth,WiFi | No | No | Yes | Yes | Yes | Yes | Autani Energy Center, Avi-on, Douglas Dialog, Enlighted IOT System, Lutron- Vive, McWoing TruBlu, Nedap Luxon, Signify Easysense | No | No | No | Yes | Yes | Yes | No |  | Yes | Yes | Yes | No | JJJOWA | [10 empty] | 6610.18 | 146.893 | 45 | 11.2 | 0.949 | 4000 | 83 | 8 | 83 | 98 | -11 | [5 empty] | No | No | No | No | No | [9 empty] | AC |  | 120 | 277 |  |  | 6610.18 | 45
Solid State Lighting | 5 | P1M0JZHN | Saylite/Texas Fluorescents Reinvented | Saylite | 131A24LJ40W5300LDMV35K | Indoor Luminaires | Troffer | 2x4 Luminaires for Ambient Lighting of Interior Commercial Spaces |  |  |  | Standard | [16 empty] | 2018-05-25 | Yes | Continuous Dimming to 10% or below | [23 empty] | LLLBNI | [10 empty] | 5196 | 131.544 | 39.5 | 4.7 | 0.97 | 3500 | 83 | [13 empty] | No | [9 empty] | AC | Updated on 10/31/2019
Solid State Lighting | 5.1 | P1MBEMUQ | Saylite/Texas Fluorescents Reinvented | Saylite | 200A296LY80WDMV35Koooo | Indoor Luminaires | Linear Ambient | Direct Linear Ambient Luminaires |  |  |  | Standard | [16 empty] | 2021-11-02 | No | Continuous Dimming to 10% or below | No Control Capability | No Sensor | 0-10V Analog | No Wireless Protocol | No | No | No | No | No | No |  | No | No | No | Yes | No | No | No | No | No | No | No | No | VVVZVR | [10 empty] | 12589 | 150.13 | 80 | 13.2 | 0.898 | 3500 | 84 | 9 | 84 | 97 | -11 | 8 | 8.0 ft |  |  |  | No | No | No | No | No | [9 empty] | AC |  | 120 | 277 |  |  | 12589 | 40
Solid State Lighting | 5.1 | P1MJ094M | Saylite/Texas Fluorescents Reinvented | Saylite | 200A248LY30WDMV35Koooo | Indoor Luminaires | Linear Ambient | Direct Linear Ambient Luminaires |  |  |  | Standard | [16 empty] | 2021-11-02 | No | Continuous Dimming to 10% or below | No Control Capability | No Sensor | 0-10V Analog | No Wireless Protocol | No | No | No | No | No | No |  | No | No | No | Yes | No | No | No | No | No | No | No | No | VVVZVR | [10 empty] | 4893 | 160.33 | 30.5 | 9.2 | 0.916 | 3500 | 84 | 9 | 84 | 97 | -11 | 4 | 4.0 ft |  |  |  | No | No | No | No | No | [9 empty] | AC |  | 120 | 277 |  |  | 4893 | 30.5
Solid State Lighting | 5 | P1NGZM1U | Saylite/Texas Fluorescents Reinvented | Saylite | C96LFRF70W9100LDMV40K | Indoor Luminaires | Linear Ambient | Direct Linear Ambient Luminaires |  |  |  | Standard | [16 empty] | 2017-02-03 | Yes | Continuous Dimming to 10% or below | [23 empty] | YYYBLC | [10 empty] | 9050 | 129.29 | 70 | 5.14 | 1 | 4000 | 84 |  |  |  |  | 8 | 8.0 ft | [7 empty] | No | [9 empty] | AC | Updated on 10/31/2019
Solid State Lighting | 5.1 | P1OKEFGR | Saylite/Texas Fluorescents Reinvented | Saylite | C48LY50WD(D,G,DALI,DEXAL,SR)MV50Koooo | Indoor Luminaires | Linear Ambient | Direct Linear Ambient Luminaires |  |  |  | Standard | [16 empty] | 2021-09-30 | Yes | Continuous Dimming to 10% or below | LLLC,Energy Monitoring,High End Trim | Multifunction Sensor, Sensor Receptacle, Daylight Sensing, Occupancy Sensing | 0-10V Analog, DALI, DMX, Phase Cut | Zigbee,Bluetooth,WiFi | No | No | Yes | Yes | Yes | Yes | Autani Energy Center, Avi-on, Douglas Dialog, Enlighted IOT System, Lutron- Vive, McWoing TruBlu, Nedap Luxon, Signify Easysense | Yes | Yes | No | Yes | Yes | Yes | Yes | No | Yes | Yes | Yes | No | RRRWGM | [10 empty] | 8163 | 163.26 | 50 | 10 | 0.994 | 5000 | 82 | 10 | 81 | 97 | -12 | 4 |  |  |  |  | No | No | No | No | No | [9 empty] | AC |  | 120 | 277 |  |  | 8163 | 50
Solid State Lighting | 5.1 | P1PBMW4X | Saylite/Texas Fluorescents Reinvented | Saylite | S48LY15WD(D,G,DALI,DEXAL,SR)MV50Koooo | Indoor Luminaires | Linear Ambient | Direct Linear Ambient Luminaires |  |  |  | Standard | [16 empty] | 2021-09-30 | Yes | Continuous Dimming to 10% or below | LLLC,Energy Monitoring,High End Trim | Multifunction Sensor, Sensor Receptacle, Daylight Sensing, Occupancy Sensing | 0-10V Analog, DALI, DMX, Phase Cut | Zigbee,Bluetooth,WiFi | No | No | Yes | Yes | Yes | Yes | Autani Energy Center, Avi-on, Douglas Dialog, Enlighted IOT System, Lutron- Vive, McWoing TruBlu, Nedap Luxon, Signify Easysense | Yes | Yes | No | Yes | Yes | Yes | Yes | No | Yes | Yes | Yes | No | RRRWGM | [10 empty] | 2510 | 170.6 | 14.71 | 13.2 | 0.898 | 5000 | 82 | 10 | 81 | 97 | -12 | 4 |  |  |  |  | No | No | No | No | No | [9 empty] | AC |  | 120 | 277 |  |  | 2510 | 14.71
Solid State Lighting | 5 | P1PZ92YX | Saylite/Texas Fluorescents Reinvented | Saylite | UCLL22LF28W3500LDMV40K(WP,EM) | Indoor Luminaires | Troffer | 2x2 Luminaires for Ambient Lighting of Interior Commercial Spaces |  |  |  | Standard | [16 empty] | 2015-10-15 | Yes | Continuous Dimming to 10% or below | [23 empty] | KKKYHA | [10 empty] | 3498 | 124 | 28 | 6.8 | 0.984 | 4000 | 84 | [13 empty] | No | [9 empty] | AC | Product de-listed on 4/1/2017, re-listed on 05/09/2018 due to update, Updated on 10/31/2019
Solid State Lighting | 5 | P1Q52FTP | Saylite/Texas Fluorescents Reinvented | Saylite | SS213A48LE57W6900LDMV50K-xx | Outdoor Luminaires | Mid Output | Stairwell and Passageway Luminaires |  |  |  | Standard | [16 empty] | 2017-02-03 | Yes | Continuous Dimming to 10% or below | [23 empty] | YYYBKU | [10 empty] | 7352 | 126.85 | 57.96 | 7.6 | 0.99 | 5097 | 83 | [13 empty] | No | [9 empty] | AC | Updated on 10/31/2019
Solid State Lighting | 5 | P1R476T5 | Saylite/Texas Fluorescents Reinvented | Saylite | C96LF57W7800LDMV50K | Indoor Luminaires | Linear Ambient | Direct Linear Ambient Luminaires |  |  |  | Standard | [16 empty] | 2017-02-03 | Yes | Continuous Dimming to 10% or below | [23 empty] | YYYBLC | [10 empty] | 7985 | 135.32 | 59.01 | 5.07 | 1 | 5000 | 83 |  |  |  |  | 8 | 8.0 ft | [7 empty] | No | [9 empty] | AC | Updated on 10/31/2019
Solid State Lighting | 5 | P1RCVFTY | Saylite/Texas Fluorescents Reinvented | Saylite | C48LF30W4300LDMV50K | Indoor Luminaires | Linear Ambient | Direct Linear Ambient Luminaires |  |  |  | Standard | [16 empty] | 2017-02-03 | Yes | Continuous Dimming to 10% or below | [23 empty] | YYYBLC | [10 empty] | 4440 | 148 | 30 | 8 | 0.92 | 5000 | 83 |  |  |  |  | 4 | 4.0 ft | [7 empty] | No | [9 empty] | AC | Updated on 10/31/2019
Solid State Lighting | 5 | P1RKC8CP | Saylite/Texas Fluorescents Reinvented | Saylite | DFUCLL24LF48W6750LDMV50K | Indoor Retrofit Kit | Troffer | Integrated Retrofit Kits for 2x4 Luminaires | General Purpose |  |  | Premium | [16 empty] | 2017-03-24 | Yes | Continuous Dimming to 10% or below | [23 empty] | VAVWHZ | [10 empty] | 6985 | 145 | 48 | 5.6 | 1 | 5000 | 84 | [13 empty] | No | [9 empty] | AC | Updated on 10/31/2019
Solid State Lighting | 5 | P1RZE8SQ | Saylite/Texas Fluorescents Reinvented | Saylite | 555A48LF30W4100LDMV35K | Indoor Luminaires | Linear Ambient | Direct Linear Ambient Luminaires |  |  |  | Standard | [16 empty] | 2017-02-03 | Yes | Continuous Dimming to 10% or below | [23 empty] | YYYBKU | [10 empty] | 3953.06 | 135.05 | 29.27 | 18.1 | 0.91 | 3500 | 82 |  |  |  |  | 4 | 4.0 ft | [7 empty] | No | [9 empty] | AC | Only qualified in ceiling-mounted configuration, Updated on 10/31/2019
Solid State Lighting | 5.1 | P1S1JFPQ | Saylite/Texas Fluorescents Reinvented | Saylite | 8RB(421 or 501)LY40WD(D,G,DALI,DEXAL,SR)MV50Koooo | Indoor Retrofit Kit | Linear Ambient | Retrofit Kits for Direct Linear Ambient Luminaires | Luminaire Specific |  |  | Standard | [16 empty] | 2021-09-30 | Yes | Continuous Dimming to 10% or below | LLLC,Energy Monitoring,High End Trim | Multifunction Sensor, Sensor Receptacle, Daylight Sensing, Occupancy Sensing | 0-10V Analog, DALI, DMX, Phase Cut | Zigbee,Bluetooth,WiFi | No | No | Yes | Yes | Yes | Yes | Autani Energy Center, Avi-on, Douglas Dialog, Enlighted IOT System, Lutron- Vive, McWoing TruBlu, Nedap Luxon, Signify Easysense | Yes | Yes | No | Yes | Yes | Yes | Yes | No | Yes | Yes | Yes | No | RRRWGM | [10 empty] | 6807 | 170.17 | 40 | 13.2 | 0.898 | 5000 | 82 | 10 | 81 | 97 | -12 | 8 |  |  |  |  | No | No | No | No | No | [9 empty] | AC |  | 120 | 277 |  |  | 6807 | 40
Solid State Lighting | 5 | P1U3KPGC | Saylite/Texas Fluorescents Reinvented | Saylite | HBIP12L110W14680LMV40K | Indoor Luminaires | High-Bay | High-Bay Luminaires for Commercial and Industrial Buildings |  |  | TRUE | Standard |  |  | 12990.2 | 124.15 | 104.63 | 7.6 | 0.977 | 3980 | 83.6 | [5 empty] | 5 | 90000 | 2016-07-13 | No | Not Dimmable | [23 empty] | LLLAOD | [10 empty] | 14300 | 130 | 110 | 20 | 0.9 | 4000 | 80 | [13 empty] | No | [9 empty] | AC | Updated on 10/31/2019
Solid State Lighting | 5.1 | P1U5O1X9 | Saylite/Texas Fluorescents Reinvented | Saylite | 2RB(421 or 501)LY25WD(D,G,DALI,DEXAL,SR)MV30Koooo | Indoor Retrofit Kit | Linear Ambient | Retrofit Kits for Direct Linear Ambient Luminaires | Luminaire Specific |  |  | Standard | [16 empty] | 2021-09-30 | Yes | Continuous Dimming to 10% or below | LLLC,Energy Monitoring,High End Trim | Multifunction Sensor, Sensor Receptacle, Daylight Sensing, Occupancy Sensing | 0-10V Analog, DALI, DMX, Phase Cut | Zigbee,Bluetooth,WiFi | No | No | Yes | Yes | Yes | Yes | Autani Energy Center, Avi-on, Douglas Dialog, Enlighted IOT System, Lutron- Vive, McWoing TruBlu, Nedap Luxon, Signify Easysense | Yes | Yes | No | Yes | Yes | Yes | Yes | No | Yes | Yes | Yes | No | RRRWGM | [10 empty] | 3729 | 149.16 | 25 | 13.3 | 0.905 | 3000 | 84 | 9 | 84 | 98 | -11 | 2 |  |  |  |  | No | No | No | No | No | [9 empty] | AC |  | 120 | 277 |  |  | 3729 | 25
Solid State Lighting | 5 | P1V64K29 | Saylite/Texas Fluorescents Reinvented | Saylite | C48LF28W3200LDMV30K | Indoor Luminaires | Linear Ambient | Direct Linear Ambient Luminaires |  |  | TRUE | Standard |  |  | 3332 | 124.8 | 26.7 | 6.5 | 0.95 | 3100 | 84 | [5 empty] | 5 | 50000 | 2015-12-07 | Not Yet Verified | Continuous Dimming to 10% or below | [23 empty] | KKKYLT | [10 empty] | 3332 | 125 | 27 | 5.65 | 0.996 | 3000 | 84 | [6 empty] | TRUE | [6 empty] | No | [9 empty] | AC | Updated on 10/31/2019
Solid State Lighting | 5 | P1VZFX7A | Saylite/Texas Fluorescents Reinvented | Fleco Industries | HIL48LX170W25000LDMV30Koooo (except WG) | Indoor Luminaires | High-Bay | High-Bay Luminaires for Commercial and Industrial Buildings |  |  |  | Premium | [16 empty] | 2020-06-23 | Yes | Continuous Dimming to 10% or below | [23 empty] | TTTVRK | [10 empty] | 25770 | 151.588 | 170 | 8.61 | 0.977 | 3000 | 83 | [13 empty] | No | [9 empty] | AC |  | 120 | 277 |  |  | 25770 | 170
Solid State Lighting | 5 | P1XZJUR5 | Saylite/Texas Fluorescents Reinvented | Saylite | CBF22LF35W4200LDMV50K | Indoor Luminaires | Troffer | 2x2 Luminaires for Ambient Lighting of Interior Commercial Spaces |  |  |  | Standard | [16 empty] | 2017-02-03 | Yes | Continuous Dimming to 10% or below | [23 empty] | YYYBKZ | [10 empty] | 4285 | 122.43 | 35 | 7.9 | 0.99 | 5000 | 84 | [13 empty] | No | [9 empty] | AC | Updated on 10/31/2019
Solid State Lighting | 5 | P1Y2M4FE | Saylite/Texas Fluorescents Reinvented | Saylite | C96LFRF97W11900LDMV35K | Indoor Luminaires | Linear Ambient | Direct Linear Ambient Luminaires |  |  |  | Standard | [16 empty] | 2017-02-03 | Yes | Continuous Dimming to 10% or below | [23 empty] | YYYBLC | [10 empty] | 11530 | 118.87 | 97 | 5.14 | 1 | 3500 | 84 |  |  |  |  | 8 | 8.0 ft | [7 empty] | No | [9 empty] | AC | Updated on 10/31/2019
Solid State Lighting | 5.1 | P1Y6RICX | Saylite/Texas Fluorescents Reinvented | Saylite | CITE48LRFY52WDMV50K | Indoor Luminaires | Linear Ambient | Direct Linear Ambient Luminaires |  |  |  | Standard | [16 empty] | 2021-04-28 | Yes | Continuous Dimming to 10% or below | Energy Monitoring, High-end Trim, Autani Energy Center, Avi-on, Douglas Dialog, Enlighted IOT System, Lutron- Vive, McWoing TruBlu, Nedap Luxon, Signify Easysense | Daylight Sensor, Occupancy Sensor, Multifunction Sensor, Integral Sensor Receptacle | 0-10V Analog,DALI,DMX | Zigbee, Bluetooth, Wifi | No | No | Yes | Yes | Yes | Yes | Autani Energy Center, Avi-on, Douglas Dialog, Enlighted IOT System, Lutron- Vive, McWoing TruBlu, Nedap Luxon, Signify Easysense | Yes | Yes | No | Yes | Yes | Yes | No | No | Yes | Yes | Yes |  | BBBFSF | [10 empty] | 7583.9 | 145.844 | 52 | 9.5 | 0.902 | 5000 | 82 | 11 | 82 | 97 | -12 | 4 | 4.0 ft |  |  |  | No | No | No | No | No | [9 empty] | AC |  | 120 | 277 |  |  | 7583.9 | 52
Solid State Lighting | 5 | P1YT8UX4 | Saylite/Texas Fluorescents Reinvented | Saylite | C96LF118W15500LDMV50K | Indoor Luminaires | Linear Ambient | Direct Linear Ambient Luminaires |  |  |  | Standard | [16 empty] | 2017-02-03 | Yes | Continuous Dimming to 10% or below | [23 empty] | YYYBLC | [10 empty] | 15975 | 135.38 | 118 | 5.07 | 1 | 5000 | 83 |  |  |  |  | 8 | 8.0 ft | [7 empty] | No | [9 empty] | AC | Updated on 10/31/2019
Solid State Lighting | 5.1 | P1ZUNJY2 | Saylite/Texas Fluorescents Reinvented | Saylite | (SS,SV,SD,SM)CBF24LY40WDMV50Koooo | Indoor Luminaires | Troffer | 2x4 Luminaires for Ambient Lighting of Interior Commercial Spaces |  |  |  | Standard | [16 empty] | 2021-07-29 | Yes | Continuous Dimming to 10% or below | Autani Energy Center, Avi-on, Douglas Dialog, Enlighted IOT System, Lutron- Vive, McWoing TruBlu, Nedap Luxon, Signify Easysense | Multifunction Sensor,Sensor Receptacle,Daylight Sensor,Occupancy Sensing | 0-10V Analog | Zigbee,Bluetooth,WiFi | No | No | Yes | Yes | Yes | Yes | Autani Energy Center, Avi-on, Douglas Dialog, Enlighted IOT System, Lutron- Vive, McWoing TruBlu, Nedap Luxon, Signify Easysense | No | No | No | Yes | No | No | No |  | Yes | Yes | Yes | No | JJJOWB | [10 empty] | 5769.98 | 144.25 | 40 | 10.3 | 0.953 | 5000 | 83 | 12 | 81 | 96 | -12 | [5 empty] | No | No | No | No | No | [9 empty] | AC |  | 120 | 277 |  |  | 5769.98 | 40
Solid State Lighting | 5.1 | P21KVQTM | Saylite/Texas Fluorescents Reinvented | Saylite | CITE48LFRY35WDMV35K | Indoor Luminaires | Linear Ambient | Direct Linear Ambient Luminaires |  |  |  | Standard | [16 empty] | 2021-04-28 | Yes | Continuous Dimming to 10% or below | Energy Monitoring, High-end Trim, Autani Energy Center, Avi-on, Douglas Dialog, Enlighted IOT System, Lutron- Vive, McWoing TruBlu, Nedap Luxon, Signify Easysense | Daylight Sensor, Occupancy Sensor, Multifunction Sensor, Integral Sensor Receptacle | 0-10V Analog,DALI,DMX | Zigbee, Bluetooth, Wifi | No | No | Yes | Yes | Yes | Yes | Autani Energy Center, Avi-on, Douglas Dialog, Enlighted IOT System, Lutron- Vive, McWoing TruBlu, Nedap Luxon, Signify Easysense | Yes | Yes | No | Yes | Yes | Yes | No | No | Yes | Yes | Yes |  | BBBFSF | [10 empty] | 5373.4 | 153.526 | 35 | 9.5 | 0.902 | 3500 | 84 | 10 | 84 | 98 | -11 | 4 | 4.0 ft |  |  |  | No | No | No | No | No | [9 empty] | AC |  | 120 | 277 |  |  | 5373.4 | 35
Solid State Lighting | 5 | P21WTRCU | Saylite/Texas Fluorescents Reinvented | Fleco Industries | HILFR48LX170W25000LDMV40Koooo (except WG) | Indoor Luminaires | High-Bay | High-Bay Luminaires for Commercial and Industrial Buildings |  |  |  | Premium | [16 empty] | 2020-06-23 | Yes | Continuous Dimming to 10% or below | [23 empty] | TTTVRK | [10 empty] | 25000 | 147.059 | 170 | 8.69 | 0.977 | 4000 | 83 | [13 empty] | No | [9 empty] | AC |  | 120 | 277 |  |  | 25000 | 170
Solid State Lighting | 5.1 | P22II7J5 | Saylite/Texas Fluorescents Reinvented | Saylite | 8RB(421 or 501)LY50WD(D,G,DALI,DEXAL,SR)MV50Koooo | Indoor Retrofit Kit | Linear Ambient | Retrofit Kits for Direct Linear Ambient Luminaires | Luminaire Specific |  |  | Standard | [16 empty] | 2021-09-30 | Yes | Continuous Dimming to 10% or below | LLLC,Energy Monitoring,High End Trim | Multifunction Sensor, Sensor Receptacle, Daylight Sensing, Occupancy Sensing | 0-10V Analog, DALI, DMX, Phase Cut | Zigbee,Bluetooth,WiFi | No | No | Yes | Yes | Yes | Yes | Autani Energy Center, Avi-on, Douglas Dialog, Enlighted IOT System, Lutron- Vive, McWoing TruBlu, Nedap Luxon, Signify Easysense | Yes | Yes | No | Yes | Yes | Yes | Yes | No | Yes | Yes | Yes | No | RRRWGM | [10 empty] | 8487 | 169.75 | 50 | 13.2 | 0.898 | 5000 | 82 | 10 | 81 | 97 | -12 | 8 |  |  |  |  | No | No | No | No | No | [9 empty] | AC |  | 120 | 277 |  |  | 8487 | 50
Solid State Lighting | 5.1 | P22J85MW | Saylite/Texas Fluorescents Reinvented | Saylite | (SS,SV,SD,SM)UCLL14LY15W(D,G,DALI,DEXAL,SR)(MV or 120)40Koooo | Indoor Luminaires | Troffer | 1x4 Luminaires for Ambient Lighting of Interior Commercial Spaces |  |  |  | Premium | [16 empty] | 2021-07-29 | Yes | Continuous Dimming to 10% or below | Autani Energy Center, Avi-on, Douglas Dialog, Enlighted IOT System, Lutron- Vive, McWoing TruBlu, Nedap Luxon, Signify Easysense | Multifunction Sensor,Sensor Receptacle,Daylight Sensor,Occupancy Sensing | 0-10V Analog,DALI,DMX | Zigbee,Bluetooth,WiFi | No | No | Yes | Yes | Yes | Yes | Autani Energy Center, Avi-on, Douglas Dialog, Enlighted IOT System, Lutron- Vive, McWoing TruBlu, Nedap Luxon, Signify Easysense | No | No | No | Yes | Yes | Yes | No |  | Yes | Yes | Yes | No | JJJOWA | [10 empty] | 2234.91 | 144.374 | 15.48 | 9.1 | 0.911 | 4000 | 83 | 8 | 83 | 98 | -11 | [5 empty] | No | No | No | No | No | [9 empty] | AC |  | 120 | 277 |  |  | 2234.91 | 15.48
Solid State Lighting | 5.1 | P22LZXFK | Saylite/Texas Fluorescents Reinvented | Saylite | C48LY15WD(D,G,DALI,DEXAL,SR)MV40Koooo | Indoor Luminaires | Linear Ambient | Direct Linear Ambient Luminaires |  |  |  | Standard | [16 empty] | 2021-09-30 | Yes | Continuous Dimming to 10% or below | LLLC,Energy Monitoring,High End Trim | Multifunction Sensor, Sensor Receptacle, Daylight Sensing, Occupancy Sensing | 0-10V Analog, DALI, DMX, Phase Cut | Zigbee,Bluetooth,WiFi | No | No | Yes | Yes | Yes | Yes | Autani Energy Center, Avi-on, Douglas Dialog, Enlighted IOT System, Lutron- Vive, McWoing TruBlu, Nedap Luxon, Signify Easysense | Yes | Yes | No | Yes | Yes | Yes | Yes | No | Yes | Yes | Yes | No | RRRWGM | [10 empty] | 2510 | 170.6 | 14.71 | 13.2 | 0.898 | 4000 | 84 | 9 | 83 | 98 | -11 | 4 |  |  |  |  | No | No | No | No | No | [9 empty] | AC |  | 120 | 277 |  |  | 2510 | 14.71
Solid State Lighting | 5.1 | P23D3PWS | Saylite/Texas Fluorescents Reinvented | Saylite | (SS,SV,SD,SM)CBF22LY25WDMV35Koooo | Indoor Luminaires | Troffer | 2x2 Luminaires for Ambient Lighting of Interior Commercial Spaces |  |  |  | Standard | [16 empty] | 2021-07-29 | Yes | Continuous Dimming to 10% or below | Autani Energy Center, Avi-on, Douglas Dialog, Enlighted IOT System, Lutron- Vive, McWoing TruBlu, Nedap Luxon, Signify Easysense | Multifunction Sensor,Sensor Receptacle,Daylight Sensor,Occupancy Sensing | 0-10V Analog | Zigbee,Bluetooth,WiFi | No | No | Yes | Yes | Yes | Yes | Autani Energy Center, Avi-on, Douglas Dialog, Enlighted IOT System, Lutron- Vive, McWoing TruBlu, Nedap Luxon, Signify Easysense | No | No | No | Yes | No | No | No |  | Yes | Yes | Yes | No | JJJOWB | [10 empty] | 3271.23 | 130.849 | 25 | 11.3 | 0.909 | 3500 | 83 | 9 | 84 | 97 | -11 | [5 empty] | No | No | No | No | No | [9 empty] | AC |  | 120 | 277 |  |  | 3271.23 | 25
Solid State Lighting | 5 | P23L4UWF | Saylite/Texas Fluorescents Reinvented | Saylite | 131A24LJ57W7100LDMV40K | Indoor Luminaires | Troffer | 2x4 Luminaires for Ambient Lighting of Interior Commercial Spaces |  |  |  | Standard | [16 empty] | 2018-05-25 | Yes | Continuous Dimming to 10% or below | [23 empty] | LLLBNI | [10 empty] | 7128 | 127.059 | 56.1 | 4.7 | 0.97 | 4000 | 83 | [13 empty] | No | [9 empty] | AC | Updated on 10/31/2019
Solid State Lighting | 5 | P245ZX8C | Saylite/Texas Fluorescents Reinvented | Saylite | CBF24LF62W7900LDMV40K | Indoor Luminaires | Troffer | 2x4 Luminaires for Ambient Lighting of Interior Commercial Spaces |  |  |  | Standard | [16 empty] | 2017-02-03 | Yes | Continuous Dimming to 10% or below | [23 empty] | YYYBLA | [10 empty] | 7870 | 126.24 | 62.34 | 4.6 | 1 | 4000 | 83 | [13 empty] | No | [9 empty] | AC | Updated on 10/31/2019
Solid State Lighting | 5.1 | P246FX3E | Saylite/Texas Fluorescents Reinvented | Saylite | (SS,SV,SD,SM)CBF24LY30WDMV35Koooo | Indoor Luminaires | Troffer | 2x4 Luminaires for Ambient Lighting of Interior Commercial Spaces |  |  |  | Standard | [16 empty] | 2021-07-29 | Yes | Continuous Dimming to 10% or below | Autani Energy Center, Avi-on, Douglas Dialog, Enlighted IOT System, Lutron- Vive, McWoing TruBlu, Nedap Luxon, Signify Easysense | Multifunction Sensor,Sensor Receptacle,Daylight Sensor,Occupancy Sensing | 0-10V Analog | Zigbee,Bluetooth,WiFi | No | No | Yes | Yes | Yes | Yes | Autani Energy Center, Avi-on, Douglas Dialog, Enlighted IOT System, Lutron- Vive, McWoing TruBlu, Nedap Luxon, Signify Easysense | No | No | No | Yes | No | No | No |  | Yes | Yes | Yes | No | JJJOWB | [10 empty] | 4462.17 | 146.445 | 30.47 | 10.3 | 0.953 | 3500 | 83 | 9 | 84 | 97 | -11 | [5 empty] | No | No | No | No | No | [9 empty] | AC |  | 120 | 277 |  |  | 4462.17 | 30.47
Solid State Lighting | 5.1 | P24RAXVU | Saylite/Texas Fluorescents Reinvented | Saylite | 209A48LY40WDMV30Koooo | Indoor Luminaires | Linear Ambient | Direct Linear Ambient Luminaires |  |  |  | Standard | [16 empty] | 2021-11-02 | No | Continuous Dimming to 10% or below | No Control Capability | No Sensor | 0-10V Analog | No Wireless Protocol | No | No | No | No | No | No |  | No | No | No | Yes | No | No | No | No | No | No | No | No | VVVZVR | [10 empty] | 5991 | 149.77 | 40 | 13.2 | 0.898 | 3000 | 84 | 9 | 84 | 97 | -11 | 4 | 4.0 ft |  |  |  | No | No | No | No | No | [9 empty] | AC |  | 120 | 277 |  |  | 5991 | 40
Solid State Lighting | 5.1 | P24UYMZN | Saylite/Texas Fluorescents Reinvented | Saylite | S96LFRY80WD(D,G,DALI,DEXAL,SR)MV50Koooo | Indoor Luminaires | Linear Ambient | Direct Linear Ambient Luminaires |  |  |  | Standard | [16 empty] | 2021-09-30 | Yes | Continuous Dimming to 10% or below | LLLC,Energy Monitoring,High End Trim | Multifunction Sensor, Sensor Receptacle, Daylight Sensing, Occupancy Sensing | 0-10V Analog, DALI, DMX, Phase Cut | Zigbee,Bluetooth,WiFi | No | No | Yes | Yes | Yes | Yes | Autani Energy Center, Avi-on, Douglas Dialog, Enlighted IOT System, Lutron- Vive, McWoing TruBlu, Nedap Luxon, Signify Easysense | Yes | Yes | No | Yes | Yes | Yes | Yes | No | Yes | Yes | Yes | No | RRRWGM | [10 empty] | 12219 | 152.7 | 80 | 13.2 | 0.898 | 5000 | 83 | 12 | 82 | 97 | -12 | 8 |  |  |  |  | No | No | No | No | No | [9 empty] | AC |  | 120 | 277 |  |  | 12219 | 40
Solid State Lighting | 5.1 | P25WN3CU | Saylite/Texas Fluorescents Reinvented | Saylite | S96LY108WD(D,G,DALI,DEXAL,SR)MV40Koooo | Indoor Luminaires | Linear Ambient | Direct Linear Ambient Luminaires |  |  |  | Standard | [16 empty] | 2021-09-30 | Yes | Continuous Dimming to 10% or below | LLLC,Energy Monitoring,High End Trim | Multifunction Sensor, Sensor Receptacle, Daylight Sensing, Occupancy Sensing | 0-10V Analog, DALI, DMX, Phase Cut | Zigbee,Bluetooth,WiFi | No | No | Yes | Yes | Yes | Yes | Autani Energy Center, Avi-on, Douglas Dialog, Enlighted IOT System, Lutron- Vive, McWoing TruBlu, Nedap Luxon, Signify Easysense | Yes | Yes | No | Yes | Yes | Yes | Yes | No | Yes | Yes | Yes | No | RRRWGM | [10 empty] | 17113 | 160.42 | 106.68 | 10 | 0.994 | 4000 | 83 | 7 | 83 | 98 | -11 | 8 |  |  |  |  | No | No | No | No | No | [9 empty] | AC |  | 120 | 277 |  |  | 17113 | 106.68
Solid State Lighting | 5 | P262FBU8 | Saylite/Texas Fluorescents Reinvented | Saylite | CBF22LF18W2100LDMV35K | Indoor Luminaires | Troffer | 2x2 Luminaires for Ambient Lighting of Interior Commercial Spaces |  |  |  | Standard | [16 empty] | 2017-02-03 | Yes | Continuous Dimming to 10% or below | [23 empty] | YYYBKW | [10 empty] | 2014 | 113.53 | 17.74 | 11.1 | 0.91 | 3500 | 84 | [13 empty] | No | [9 empty] | AC | Updated on 10/31/2019
Solid State Lighting | 5 | P2691M7D | Saylite/Texas Fluorescents Reinvented | Saylite | 131A24LJ28W3800LDMV30K | Indoor Luminaires | Troffer | 2x4 Luminaires for Ambient Lighting of Interior Commercial Spaces |  |  | TRUE | Standard |  |  | 3527 | 127.8 | 27.6 | 12 | 0.92 | 3110 | 83 | [5 empty] | 5 | 50000 | 2018-05-25 | Yes | Continuous Dimming to 10% or below | [23 empty] | LLLBNI | [10 empty] | 3527 | 127.79 | 27.6 | 4.7 | 0.97 | 3000 | 83 | [6 empty] | TRUE | [6 empty] | No | [9 empty] | AC | Updated on 10/31/2019
Solid State Lighting | 5.1 | P26PZ3KP | Saylite/Texas Fluorescents Reinvented | Saylite | C48LY25WD(D,G,DALI,DEXAL,SR)MV35Koooo | Indoor Luminaires | Linear Ambient | Direct Linear Ambient Luminaires |  |  |  | Standard | [16 empty] | 2021-09-30 | Yes | Continuous Dimming to 10% or below | LLLC,Energy Monitoring,High End Trim | Multifunction Sensor, Sensor Receptacle, Daylight Sensing, Occupancy Sensing | 0-10V Analog, DALI, DMX, Phase Cut | Zigbee,Bluetooth,WiFi | No | No | Yes | Yes | Yes | Yes | Autani Energy Center, Avi-on, Douglas Dialog, Enlighted IOT System, Lutron- Vive, McWoing TruBlu, Nedap Luxon, Signify Easysense | Yes | Yes | No | Yes | Yes | Yes | Yes | No | Yes | Yes | Yes | No | RRRWGM | [10 empty] | 4156 | 166.22 | 25 | 13.2 | 0.898 | 3500 | 84 | 9 | 83 | 98 | -11 | 4 |  |  |  |  | No | No | No | No | No | [9 empty] | AC |  | 120 | 277 |  |  | 4156 | 25
Solid State Lighting | 5.1 | P273PHR8 | Saylite/Texas Fluorescents Reinvented | Saylite | S96LY100WD(D,G,DALI,DEXAL,SR)MV50Koooo | Indoor Luminaires | Linear Ambient | Direct Linear Ambient Luminaires |  |  |  | Standard | [16 empty] | 2021-09-30 | Yes | Continuous Dimming to 10% or below | LLLC,Energy Monitoring,High End Trim | Multifunction Sensor, Sensor Receptacle, Daylight Sensing, Occupancy Sensing | 0-10V Analog, DALI, DMX, Phase Cut | Zigbee,Bluetooth,WiFi | No | No | Yes | Yes | Yes | Yes | Autani Energy Center, Avi-on, Douglas Dialog, Enlighted IOT System, Lutron- Vive, McWoing TruBlu, Nedap Luxon, Signify Easysense | Yes | Yes | No | Yes | Yes | Yes | Yes | No | Yes | Yes | Yes | No | RRRWGM | [10 empty] | 16326 | 163.26 | 100 | 10 | 0.994 | 5000 | 82 | 10 | 81 | 97 | -12 | 8 |  |  |  |  | No | No | No | No | No | [9 empty] | AC |  | 120 | 277 |  |  | 16326 | 100
Solid State Lighting | 5.1 | P27ZNP54 | Saylite/Texas Fluorescents Reinvented | Saylite | S48LY54WD(D,G,DALI,DEXAL,SR)MV30Koooo | Indoor Luminaires | Linear Ambient | Direct Linear Ambient Luminaires |  |  |  | Standard | [16 empty] | 2021-09-30 | Yes | Continuous Dimming to 10% or below | LLLC,Energy Monitoring,High End Trim | Multifunction Sensor, Sensor Receptacle, Daylight Sensing, Occupancy Sensing | 0-10V Analog, DALI, DMX, Phase Cut | Zigbee,Bluetooth,WiFi | No | No | Yes | Yes | Yes | Yes | Autani Energy Center, Avi-on, Douglas Dialog, Enlighted IOT System, Lutron- Vive, McWoing TruBlu, Nedap Luxon, Signify Easysense | Yes | Yes | No | Yes | Yes | Yes | Yes | No | Yes | Yes | Yes | No | RRRWGM | [10 empty] | 7994 | 149.87 | 53.34 | 10 | 0.994 | 3000 | 83 | 7 | 83 | 98 | -11 | 4 |  |  |  |  | No | No | No | No | No | [9 empty] | AC |  | 120 | 277 |  |  | 7994 | 53.34
Solid State Lighting | 5.1 | P28OUNG2 | Saylite/Texas Fluorescents Reinvented | Saylite | 8RB(421 or 501)LY30WD(D,G,DALI,DEXAL,SR)MV35Koooo | Indoor Retrofit Kit | Linear Ambient | Retrofit Kits for Direct Linear Ambient Luminaires | Luminaire Specific |  |  | Standard | [16 empty] | 2021-09-30 | Yes | Continuous Dimming to 10% or below | LLLC,Energy Monitoring,High End Trim | Multifunction Sensor, Sensor Receptacle, Daylight Sensing, Occupancy Sensing | 0-10V Analog, DALI, DMX, Phase Cut | Zigbee,Bluetooth,WiFi | No | No | Yes | Yes | Yes | Yes | Autani Energy Center, Avi-on, Douglas Dialog, Enlighted IOT System, Lutron- Vive, McWoing TruBlu, Nedap Luxon, Signify Easysense | Yes | Yes | No | Yes | Yes | Yes | Yes | No | Yes | Yes | Yes | No | RRRWGM | [10 empty] | 4915 | 167.06 | 29.42 | 13.2 | 0.898 | 3500 | 84 | 9 | 83 | 98 | -11 | 8 |  |  |  |  | No | No | No | No | No | [9 empty] | AC |  | 120 | 277 |  |  | 4915 | 29.42
Solid State Lighting | 5 | P2ARERMB | Saylite/Texas Fluorescents Reinvented | Saylite | RSR96LT82W8900LDMVxxx35K | Indoor Retrofit Kit | Linear Ambient | Retrofit Kits for Direct Linear Ambient Luminaires | General Purpose |  |  | Standard | [16 empty] | 2017-06-12 | Yes | Continuous Dimming to 10% or below | [23 empty] | EAEEZR | [10 empty] | 9836 | 119.66 | 82.2 | 12 | 0.93 | 3500 | 84 | [13 empty] | No | [9 empty] | AC | Updated on 10/31/2019
Solid State Lighting | 5.1 | P2BD36Q7 | Saylite/Texas Fluorescents Reinvented | Saylite | 200A296LY30WDMV50Koooo | Indoor Luminaires | Linear Ambient | Direct Linear Ambient Luminaires |  |  |  | Standard | [16 empty] | 2021-11-02 | No | Continuous Dimming to 10% or below | No Control Capability | No Sensor | 0-10V Analog | No Wireless Protocol | No | No | No | No | No | No |  | No | No | No | Yes | No | No | No | No | No | No | No | No | VVVZVR | [10 empty] | 5039 | 166.19 | 30.3 | 9.2 | 0.916 | 5000 | 84 | 13 | 82 | 96 | -12 | 8 | 8.0 ft |  |  |  | No | No | No | No | No | [9 empty] | AC |  | 120 | 277 |  |  | 5039 | 30.3
Solid State Lighting | 5 | P2BMUK3P | Saylite/Texas Fluorescents Reinvented | Saylite | 131A14LF35W4100LDMV35K | Indoor Luminaires | Troffer | 1x4 Luminaires for Ambient Lighting of Interior Commercial Spaces |  |  |  | Standard | [16 empty] | 2017-02-03 | Yes | Continuous Dimming to 10% or below | [23 empty] | YYYBLB | [10 empty] | 3960 | 113.14 | 35 | 8.4 | 0.99 | 3500 | 83 | [13 empty] | No | [9 empty] | AC | Updated on 10/31/2019
Solid State Lighting | 5.1 | P2BZ35BU | Saylite/Texas Fluorescents Reinvented | Saylite | 209A24LY33WDMV50Koooo | Indoor Luminaires | Linear Ambient | Direct Linear Ambient Luminaires |  |  |  | Standard | [16 empty] | 2021-11-02 | No | Continuous Dimming to 10% or below | No Control Capability | No Sensor | 0-10V Analog | No Wireless Protocol | No | No | No | No | No | No |  | No | No | No | Yes | No | No | No | No | No | No | No | No | VVVZVR | [10 empty] | 4253 | 128.86 | 33 | 9.6 | 0.909 | 5000 | 84 | 19 | 82 | 97 | -11 | 2 | 2.0 ft |  |  |  | No | No | No | No | No | [9 empty] | AC |  | 120 | 277 |  |  | 4253 | 33
Solid State Lighting | 5 | P2CACURC | Saylite/Texas Fluorescents Reinvented | Saylite | CBF22LF35W4200LDMV35K | Indoor Luminaires | Troffer | 2x2 Luminaires for Ambient Lighting of Interior Commercial Spaces |  |  |  | Standard | [16 empty] | 2017-02-03 | Yes | Continuous Dimming to 10% or below | [23 empty] | YYYBKZ | [10 empty] | 4035 | 115.29 | 35 | 7.9 | 0.99 | 3500 | 83 | [13 empty] | No | [9 empty] | AC | Updated on 10/31/2019
Solid State Lighting | 5 | P2CRKAXP | Saylite/Texas Fluorescents Reinvented | Saylite | JSR48L24W3200LDMV30K | Indoor Luminaires | Linear Ambient | Direct Linear Ambient Luminaires |  |  | TRUE | Standard |  |  | 3222.7 | 132.46 | 24.33 | 19.17 | 0.903 | 3030 | 82.7 | [5 empty] | 5 | 50000 | 2016-09-30 | No | Not Dimmable | [23 empty] | WWWANL | [10 empty] | 3222.7 | 132.5 | 24.33 | 20 | 0.9 | 3000 | 82.2 |  |  |  |  | 4 | [8 empty] | No | [9 empty] | AC | Updated on 10/31/2019
Solid State Lighting | 5 | P2D1AS5Q | Saylite/Texas Fluorescents Reinvented | Saylite | 131A14LF40W4600LDMV35K | Indoor Luminaires | Troffer | 1x4 Luminaires for Ambient Lighting of Interior Commercial Spaces |  |  |  | Standard | [16 empty] | 2017-02-03 | Yes | Continuous Dimming to 10% or below | [23 empty] | YYYBLB | [10 empty] | 4445 | 111.13 | 40 | 5 | 1 | 3500 | 83 | [13 empty] | No | [9 empty] | AC | Updated on 10/31/2019
Solid State Lighting | 5 | P2DQAP4V | Saylite/Texas Fluorescents Reinvented | Saylite | C24LFRF18W2300LDMV50K | Indoor Luminaires | Linear Ambient | Direct Linear Ambient Luminaires |  |  |  | Standard | [16 empty] | 2017-03-24 | Yes | Continuous Dimming to 10% or below | [23 empty] | VAVWHV | [10 empty] | 2370 | 127.15 | 18.64 | 10.5 | 0.99 | 5000 | 83 |  |  |  |  | 2 | 2.0 ft | [7 empty] | No | [9 empty] | AC | Updated on 10/31/2019
Solid State Lighting | 5.1 | P2E7ZSZL | Saylite/Texas Fluorescents Reinvented | Saylite | (SS,SV,SD,SM)CBF24LY25WDMV35Koooo | Indoor Luminaires | Troffer | 2x4 Luminaires for Ambient Lighting of Interior Commercial Spaces |  |  |  | Standard | [16 empty] | 2021-07-29 | Yes | Continuous Dimming to 10% or below | Autani Energy Center, Avi-on, Douglas Dialog, Enlighted IOT System, Lutron- Vive, McWoing TruBlu, Nedap Luxon, Signify Easysense | Multifunction Sensor,Sensor Receptacle,Daylight Sensor,Occupancy Sensing | 0-10V Analog | Zigbee,Bluetooth,WiFi | No | No | Yes | Yes | Yes | Yes | Autani Energy Center, Avi-on, Douglas Dialog, Enlighted IOT System, Lutron- Vive, McWoing TruBlu, Nedap Luxon, Signify Easysense | No | No | No | Yes | No | No | No |  | Yes | Yes | Yes | No | JJJOWB | [10 empty] | 3683.98 | 147.359 | 25 | 10.3 | 0.953 | 3500 | 83 | 9 | 84 | 97 | -11 | [5 empty] | No | No | No | No | No | [9 empty] | AC |  | 120 | 277 |  |  | 3683.98 | 25
Solid State Lighting | 5 | P2ECPDCW | Saylite/Texas Fluorescents Reinvented | Saylite | LFL20L120W12550LMV50KBZ | Outdoor Luminaires | High Output | Architectural Flood and Spot Luminaires |  |  |  | Standard | [16 empty] | 2017-07-20 | Not Yet Verified | Not Dimmable | [23 empty] | WWWBRJ | 7 | 7 | [8 empty] | 12548 | 109 | 115.1 | 17.09 | 0.911 | 5000 | 70 | [13 empty] | No | [9 empty] | AC | Updated on 10/31/2019
Solid State Lighting | 5.1 | P2F7DM5O | Saylite/Texas Fluorescents Reinvented | Saylite | C96LY108WD(D,G,DALI,DEXAL,SR)MV40Koooo | Indoor Luminaires | Linear Ambient | Direct Linear Ambient Luminaires |  |  |  | Standard | [16 empty] | 2021-09-30 | Yes | Continuous Dimming to 10% or below | LLLC,Energy Monitoring,High End Trim | Multifunction Sensor, Sensor Receptacle, Daylight Sensing, Occupancy Sensing | 0-10V Analog, DALI, DMX, Phase Cut | Zigbee,Bluetooth,WiFi | No | No | Yes | Yes | Yes | Yes | Autani Energy Center, Avi-on, Douglas Dialog, Enlighted IOT System, Lutron- Vive, McWoing TruBlu, Nedap Luxon, Signify Easysense | Yes | Yes | No | Yes | Yes | Yes | Yes | No | Yes | Yes | Yes | No | RRRWGM | [10 empty] | 17113 | 160.42 | 106.68 | 10 | 0.994 | 4000 | 83 | 7 | 83 | 98 | -11 | 8 |  |  |  |  | No | No | No | No | No | [9 empty] | AC |  | 120 | 277 |  |  | 17113 | 106.68
Solid State Lighting | 5 | P2FK6ASQ | Saylite/Texas Fluorescents Reinvented | Fleco Industries | HILFR48LX135W20000LDMV50Koooo (except WG) | Indoor Luminaires | High-Bay | High-Bay Luminaires for Commercial and Industrial Buildings |  |  |  | Premium | [16 empty] | 2020-06-23 | Yes | Continuous Dimming to 10% or below | [23 empty] | TTTVRK | [10 empty] | 21015 | 155.667 | 135 | 11.16 | 0.966 | 5000 | 83 | [13 empty] | No | [9 empty] | AC |  | 120 | 277 |  |  | 21015 | 135
Solid State Lighting | 5 | P2FOTWB1 | Saylite/Texas Fluorescents Reinvented | Saylite | 131A24LJ48W6300LDMV30K | Indoor Luminaires | Troffer | 2x4 Luminaires for Ambient Lighting of Interior Commercial Spaces |  |  |  | Standard | [16 empty] | 2018-05-25 | Yes | Continuous Dimming to 10% or below | [23 empty] | LLLBNI | [10 empty] | 5997 | 125.198 | 47.9 | 4.7 | 0.97 | 3000 | 83 | [6 empty] | TRUE | [6 empty] | No | [9 empty] | AC | Updated on 10/31/2019
Solid State Lighting | 5.1 | P2G1SIBX | Saylite/Texas Fluorescents Reinvented | Saylite | 4RB(421 or 501)LY35WD(D,G,DALI,DEXAL,SR)MV35Koooo | Indoor Retrofit Kit | Linear Ambient | Retrofit Kits for Direct Linear Ambient Luminaires | Luminaire Specific |  |  | Standard | [16 empty] | 2021-09-30 | Yes | Continuous Dimming to 10% or below | LLLC,Energy Monitoring,High End Trim | Multifunction Sensor, Sensor Receptacle, Daylight Sensing, Occupancy Sensing | 0-10V Analog, DALI, DMX, Phase Cut | Zigbee,Bluetooth,WiFi | No | No | Yes | Yes | Yes | Yes | Autani Energy Center, Avi-on, Douglas Dialog, Enlighted IOT System, Lutron- Vive, McWoing TruBlu, Nedap Luxon, Signify Easysense | Yes | Yes | No | Yes | Yes | Yes | Yes | No | Yes | Yes | Yes | No | RRRWGM | [10 empty] | 5752 | 164.34 | 35 | 10 | 0.994 | 3500 | 83 | 8 | 83 | 98 | -11 | 4 |  |  |  |  | No | No | No | No | No | [9 empty] | AC |  | 120 | 277 |  |  | 5752 | 35
Solid State Lighting | 5 | P2HD43MZ | Saylite/Texas Fluorescents Reinvented | Saylite | UCLL22LF24W3000LDMV30K(WP,EM) | Indoor Luminaires | Troffer | 2x2 Luminaires for Ambient Lighting of Interior Commercial Spaces |  |  |  | Standard | [16 empty] | 2015-10-15 | Yes | Continuous Dimming to 10% or below | [23 empty] | KKKYHA | [10 empty] | 2900 | 120 | 24 | 9.2 | 0.954 | 3000 | 84 | [6 empty] | TRUE | [6 empty] | No | [9 empty] | AC | Product updated on 05/09/2018, Updated on 10/31/2019
Solid State Lighting | 5.1 | P2HO8EHK | Saylite/Texas Fluorescents Reinvented | Saylite | RKCIT48LY30WDMV30K | Indoor Retrofit Kit | Linear Ambient | Retrofit Kits for Direct Linear Ambient Luminaires | Luminaire Specific |  |  | Standard | [16 empty] | 2021-04-28 | Yes | Continuous Dimming to 10% or below | Energy Monitoring, High-end Trim, Autani Energy Center, Avi-on, Douglas Dialog, Enlighted IOT System, Lutron- Vive, McWoing TruBlu, Nedap Luxon, Signify Easysense | Daylight Sensor, Occupancy Sensor, Multifunction Sensor, Integral Sensor Receptacle | 0-10V Analog,DALI,DMX | Zigbee, Bluetooth, Wifi | No | No | Yes | Yes | Yes | Yes | Autani Energy Center, Avi-on, Douglas Dialog, Enlighted IOT System, Lutron- Vive, McWoing TruBlu, Nedap Luxon, Signify Easysense | Yes | Yes | No | Yes | Yes | Yes | No | No | Yes | Yes | Yes |  | BBBFSF | [10 empty] | 4281.9 | 142.73 | 30 | 9.5 | 0.902 | 3000 | 84 | 10 | 84 | 98 | -11 | 4 | 4.0 ft |  |  |  | No | No | No | No | No | [9 empty] | AC |  | 120 | 277 |  |  | 4281.9 | 30
Solid State Lighting | 5 | P2JFZU5G | Saylite/Texas Fluorescents Reinvented | Saylite | CITE48LFRF23W3200LLBDMV40Kxx | Indoor Luminaires | Linear Ambient | Direct Linear Ambient Luminaires |  |  |  | Standard | [16 empty] | 2017-02-03 | Yes | Continuous Dimming to 10% or below | [23 empty] | YYYBKT | [10 empty] | 3206 | 135 | 23.7 | 8.3 | 0.991 | 4000 | 84 |  |  |  |  | 4 | 4.0 ft | [7 empty] | No | [9 empty] | AC | Updated on 10/31/2019
Solid State Lighting | 5.1 | P2KHXZ22 | Saylite/Texas Fluorescents Reinvented | Saylite | (SS,SV,SD,SM)UCLL24LY54W(D,G,DALI,DEXAL,SR)(MV or 120)50Koooo | Indoor Luminaires | Troffer | 2x4 Luminaires for Ambient Lighting of Interior Commercial Spaces |  |  |  | Premium | [16 empty] | 2021-07-29 | Yes | Continuous Dimming to 10% or below | Autani Energy Center, Avi-on, Douglas Dialog, Enlighted IOT System, Lutron- Vive, McWoing TruBlu, Nedap Luxon, Signify Easysense | Multifunction Sensor,Sensor Receptacle,Daylight Sensor,Occupancy Sensing | 0-10V Analog,DALI,DMX | Zigbee,Bluetooth,WiFi | No | No | Yes | Yes | Yes | Yes | Autani Energy Center, Avi-on, Douglas Dialog, Enlighted IOT System, Lutron- Vive, McWoing TruBlu, Nedap Luxon, Signify Easysense | No | No | No | Yes | Yes | Yes | No |  | Yes | Yes | Yes | No | JJJOWA | [10 empty] | 7732.26 | 141.306 | 54.72 | 12.1 | 0.99 | 5000 | 82 | 10 | 81 | 96 | -12 | [5 empty] | No | No | No | No | No | [9 empty] | AC |  | 120 | 277 |  |  | 7732.26 | 54.72
Solid State Lighting | 5.1 | P2LTEG8Q | Saylite/Texas Fluorescents Reinvented | Saylite | (SS,SV,SD,SM)UCLL24LY30W(D,G,DALI,DEXAL,SR)(MV or 120)50Koooo | Indoor Luminaires | Troffer | 2x4 Luminaires for Ambient Lighting of Interior Commercial Spaces |  |  |  | Premium | [16 empty] | 2021-07-29 | Yes | Continuous Dimming to 10% or below | Autani Energy Center, Avi-on, Douglas Dialog, Enlighted IOT System, Lutron- Vive, McWoing TruBlu, Nedap Luxon, Signify Easysense | Multifunction Sensor,Sensor Receptacle,Daylight Sensor,Occupancy Sensing | 0-10V Analog,DALI,DMX | Zigbee,Bluetooth,WiFi | No | No | Yes | Yes | Yes | Yes | Autani Energy Center, Avi-on, Douglas Dialog, Enlighted IOT System, Lutron- Vive, McWoing TruBlu, Nedap Luxon, Signify Easysense | No | No | No | Yes | Yes | Yes | No |  | Yes | Yes | Yes | No | JJJOWA | [10 empty] | 4660.44 | 152.352 | 30.59 | 11.2 | 0.949 | 5000 | 82 | 10 | 81 | 96 | -12 | [5 empty] | No | No | No | No | No | [9 empty] | AC |  | 120 | 277 |  |  | 4660.44 | 30.59
Solid State Lighting | 5 | P2M36MK7 | Saylite/Texas Fluorescents Reinvented | Saylite | RSR48LT30W3500LDMVxxx50K | Indoor Retrofit Kit | Linear Ambient | Retrofit Kits for Direct Linear Ambient Luminaires | General Purpose |  |  | Standard | [16 empty] | 2017-06-12 | Yes | Continuous Dimming to 10% or below | [23 empty] | EAEEZR | [10 empty] | 3896 | 131.62 | 29.6 | 12 | 0.93 | 5000 | 84 | [13 empty] | No | [9 empty] | AC | Updated on 10/31/2019
Solid State Lighting | 5 | P2MFAEWJ | Saylite/Texas Fluorescents Reinvented | Saylite | UCLL22LF20W2450LDMV40K(WP,EM) | Indoor Luminaires | Troffer | 2x2 Luminaires for Ambient Lighting of Interior Commercial Spaces |  |  |  | Standard | [16 empty] | 2015-10-15 | Yes | Continuous Dimming to 10% or below | [23 empty] | KKKYHA | [10 empty] | 2446 | 122 | 20 | 9.2 | 0.954 | 4000 | 84 | [13 empty] | No | [9 empty] | AC | Product de-listed on 4/1/2017, re-listed on 05/09/2018 due to update, Updated on 10/31/2019
Solid State Lighting | 5.1 | P2NJ7QIA | Saylite/Texas Fluorescents Reinvented | Saylite | (SS,SV,SD,SM)UCLL24LY20W(D,G,DALI,DEXAL,SR)(MV or 120)30Koooo | Indoor Luminaires | Troffer | 2x4 Luminaires for Ambient Lighting of Interior Commercial Spaces |  |  | TRUE | Premium |  | 120 | 2877.3 | 144.7 | 19.89 | 11.2 | 0.949 | 3033 | 84 | 9 | 84 | 98 | -11 | 0.0006 | 5 |  | 2021-07-29 | Yes | Continuous Dimming to 10% or below | Autani Energy Center, Avi-on, Douglas Dialog, Enlighted IOT System, Lutron- Vive, McWoing TruBlu, Nedap Luxon, Signify Easysense | Multifunction Sensor,Sensor Receptacle,Daylight Sensor,Occupancy Sensing | 0-10V Analog,DALI,DMX | Zigbee,Bluetooth,WiFi | No | No | Yes | Yes | Yes | Yes | Autani Energy Center, Avi-on, Douglas Dialog, Enlighted IOT System, Lutron- Vive, McWoing TruBlu, Nedap Luxon, Signify Easysense | No | No | No | Yes | Yes | Yes | No |  | Yes | Yes | Yes | No | JJJOWA | [10 empty] | 2877.3 | 143.865 | 20 | 11.2 | 0.949 | 3000 | 83 | 8 | 83 | 98 | -11 | [5 empty] | No | No | No | No | No | [9 empty] | AC |  | 120 | 277 |  |  | 2877.3 | 20
Solid State Lighting | 5.1 | P2NOBWV9 | Saylite/Texas Fluorescents Reinvented | Saylite | 209A24LY15WDMV40Koooo | Indoor Luminaires | Linear Ambient | Direct Linear Ambient Luminaires |  |  |  | Standard | [16 empty] | 2021-11-02 | No | Continuous Dimming to 10% or below | No Control Capability | No Sensor | 0-10V Analog | No Wireless Protocol | No | No | No | No | No | No |  | No | No | No | Yes | No | No | No | No | No | No | No | No | VVVZVR | [10 empty] | 2147 | 140.78 | 15.3 | 9.6 | 0.909 | 4000 | 85 | 14 | 84 | 98 | -10 | 2 | 2.0 ft |  |  |  | No | No | No | No | No | [9 empty] | AC |  | 120 | 277 |  |  | 2147 | 15.3
Solid State Lighting | 5 | P2RZFHS7 | Saylite/Texas Fluorescents Reinvented | Saylite | LED48T818W2100LDX150K | Linear Replacement Lamp | T8 Four-Foot | Internal Driver/Line Voltage (UL Type B) Lamps |  |  |  | Standard | [16 empty] | 2017-03-23 | Not Yet Verified | Continuous Dimming to 10% or below | [23 empty] | JJJMSP | [10 empty] | 2453 | 132.67 | 18.49 | 20 | 0.9 | 5000 | 83 |  |  |  |  | 4 | [8 empty] | No | [9 empty] | AC | Lastx represents either s for single-end power input or T for double-end inputs updated on 11/30/2016, Updated on 10/31/2019
Solid State Lighting | 5.1 | P2S2WWU9 | Saylite/Texas Fluorescents Reinvented | Saylite | 200A296LY108WDMV30Koooo | Indoor Luminaires | Linear Ambient | Direct Linear Ambient Luminaires |  |  |  | Standard | [16 empty] | 2021-11-02 | No | Continuous Dimming to 10% or below | No Control Capability | No Sensor | 0-10V Analog | No Wireless Protocol | No | No | No | No | No | No |  | No | No | No | Yes | No | No | No | No | No | No | No | No | VVVZVR | [10 empty] | 15475 | 144.98 | 106.7 | 13.2 | 0.898 | 3000 | 83 | 8 | 84 | 97 | -11 | 8 | 8.0 ft |  |  |  | No | No | No | No | No | [9 empty] | AC |  | 120 | 277 |  |  | 15475 | 106.7
Solid State Lighting | 5 | P2UEQAAX | Saylite/Texas Fluorescents Reinvented | Saylite | C96LF24W3500LDMV50K | Indoor Luminaires | Linear Ambient | Direct Linear Ambient Luminaires |  |  |  | Standard | [16 empty] | 2017-02-03 | Yes | Continuous Dimming to 10% or below | [23 empty] | YYYBLC | [10 empty] | 3580 | 150.04 | 23.86 | 8 | 0.92 | 5000 | 83 |  |  |  |  | 8 | 8.0 ft | [7 empty] | No | [9 empty] | AC | Updated on 10/31/2019
Solid State Lighting | 5.1 | P2UG22ZY | Saylite/Texas Fluorescents Reinvented | Saylite | CITE96LRFY70WDMV30K | Indoor Luminaires | Linear Ambient | Direct Linear Ambient Luminaires |  |  |  | Standard | [16 empty] | 2021-04-28 | Yes | Continuous Dimming to 10% or below | Energy Monitoring, High-end Trim, Autani Energy Center, Avi-on, Douglas Dialog, Enlighted IOT System, Lutron- Vive, McWoing TruBlu, Nedap Luxon, Signify Easysense | Daylight Sensor, Occupancy Sensor, Multifunction Sensor, Integral Sensor Receptacle | 0-10V Analog,DALI,DMX | Zigbee, Bluetooth, Wifi | No | No | Yes | Yes | Yes | Yes | Autani Energy Center, Avi-on, Douglas Dialog, Enlighted IOT System, Lutron- Vive, McWoing TruBlu, Nedap Luxon, Signify Easysense | Yes | Yes | No | Yes | Yes | Yes | No | No | Yes | Yes | Yes |  | BBBFSF | [10 empty] | 9670 | 138.143 | 70 | 9.5 | 0.902 | 3000 | 84 | 10 | 84 | 98 | -11 | 8 | 8.0 ft |  |  |  | No | No | No | No | No | [9 empty] | AC |  | 120 | 277 |  |  | 9670 | 70
Solid State Lighting | 5.1 | P2UTJREJ | Saylite/Texas Fluorescents Reinvented | Saylite | (SS,SV,SD,SM)UCLL24LY30W(D,G,DALI,DEXAL,SR)(MV or 120)35Koooo | Indoor Luminaires | Troffer | 2x4 Luminaires for Ambient Lighting of Interior Commercial Spaces |  |  |  | Premium | [16 empty] | 2021-07-29 | Yes | Continuous Dimming to 10% or below | Autani Energy Center, Avi-on, Douglas Dialog, Enlighted IOT System, Lutron- Vive, McWoing TruBlu, Nedap Luxon, Signify Easysense | Multifunction Sensor,Sensor Receptacle,Daylight Sensor,Occupancy Sensing | 0-10V Analog,DALI,DMX | Zigbee,Bluetooth,WiFi | No | No | Yes | Yes | Yes | Yes | Autani Energy Center, Avi-on, Douglas Dialog, Enlighted IOT System, Lutron- Vive, McWoing TruBlu, Nedap Luxon, Signify Easysense | No | No | No | Yes | Yes | Yes | No |  | Yes | Yes | Yes | No | JJJOWA | [10 empty] | 4563.74 | 149.191 | 30.59 | 11.2 | 0.949 | 3500 | 83 | 8 | 83 | 98 | -11 | [5 empty] | No | No | No | No | No | [9 empty] | AC |  | 120 | 277 |  |  | 4563.74 | 30.59
Solid State Lighting | 5 | P2VPMYED | Saylite/Texas Fluorescents Reinvented | Saylite | DFUCLL24LF57W7800LDMV35K | Indoor Retrofit Kit | Troffer | Integrated Retrofit Kits for 2x4 Luminaires | General Purpose |  |  | Premium | [16 empty] | 2017-03-24 | Yes | Continuous Dimming to 10% or below | [23 empty] | VAVWHZ | [10 empty] | 7565 | 132 | 57 | 4.8 | 1 | 3500 | 84 | [13 empty] | No | [9 empty] | AC | Updated on 10/31/2019
Solid State Lighting | 5 | P2VT4HB9 | Saylite/Texas Fluorescents Reinvented | Saylite | C24LF18W2500LDMV50K | Indoor Luminaires | Linear Ambient | Direct Linear Ambient Luminaires |  |  |  | Standard | [16 empty] | 2017-03-24 | Yes | Continuous Dimming to 10% or below | [23 empty] | VAVWHV | [10 empty] | 2670 | 143.24 | 18.64 | 10.4 | 0.99 | 5000 | 83 |  |  |  |  | 2 | 2.0 ft | [7 empty] | No | [9 empty] | AC | Updated on 10/31/2019
Solid State Lighting | 5.1 | P2XE8YUJ | Saylite/Texas Fluorescents Reinvented | Saylite | S48LFRY30WD(D,G,DALI,DEXAL,SR)MV50Koooo | Indoor Luminaires | Linear Ambient | Direct Linear Ambient Luminaires |  |  |  | Standard | [16 empty] | 2021-09-30 | Yes | Continuous Dimming to 10% or below | LLLC,Energy Monitoring,High End Trim | Multifunction Sensor, Sensor Receptacle, Daylight Sensing, Occupancy Sensing | 0-10V Analog, DALI, DMX, Phase Cut | Zigbee,Bluetooth,WiFi | No | No | Yes | Yes | Yes | Yes | Autani Energy Center, Avi-on, Douglas Dialog, Enlighted IOT System, Lutron- Vive, McWoing TruBlu, Nedap Luxon, Signify Easysense | Yes | Yes | No | Yes | Yes | Yes | Yes | No | Yes | Yes | Yes | No | RRRWGM | [10 empty] | 4773 | 155.77 | 30.64 | 13.2 | 0.898 | 5000 | 83 | 12 | 82 | 97 | -12 | 4 |  |  |  |  | No | No | No | No | No | [9 empty] | AC |  | 120 | 277 |  |  | 4773 | 30.64
Solid State Lighting | 5.1 | P2XF36UA | Saylite/Texas Fluorescents Reinvented | Saylite | S96LFRY100WD(D,G,DALI,DEXAL,SR)MV30Koooo | Indoor Luminaires | Linear Ambient | Direct Linear Ambient Luminaires |  |  |  | Standard | [16 empty] | 2021-09-30 | Yes | Continuous Dimming to 10% or below | LLLC,Energy Monitoring,High End Trim | Multifunction Sensor, Sensor Receptacle, Daylight Sensing, Occupancy Sensing | 0-10V Analog, DALI, DMX, Phase Cut | Zigbee,Bluetooth,WiFi | No | No | Yes | Yes | Yes | Yes | Autani Energy Center, Avi-on, Douglas Dialog, Enlighted IOT System, Lutron- Vive, McWoing TruBlu, Nedap Luxon, Signify Easysense | Yes | Yes | No | Yes | Yes | Yes | Yes | No | Yes | Yes | Yes | No | RRRWGM | [10 empty] | 13985 | 139.85 | 100 | 13.2 | 0.898 | 3000 | 84 | 9 | 83 | 98 | -11 | 8 |  |  |  |  | No | No | No | No | No | [9 empty] | AC |  | 120 | 277 |  |  | 13985 | 100
Solid State Lighting | 5 | P2XNKNVZ | Saylite/Texas Fluorescents Reinvented | Saylite | C96LF70W9800LDMV40K | Indoor Luminaires | Linear Ambient | Direct Linear Ambient Luminaires |  |  |  | Standard | [16 empty] | 2017-02-03 | Yes | Continuous Dimming to 10% or below | [23 empty] | YYYBLC | [10 empty] | 9840 | 140.57 | 70 | 5.07 | 1 | 4000 | 84 |  |  |  |  | 8 | 8.0 ft | [7 empty] | No | [9 empty] | AC | Updated on 10/31/2019
Solid State Lighting | 5 | P2Y7EXHX | Saylite/Texas Fluorescents Reinvented | Saylite | JSR48L40W5400LDMV35K | Indoor Luminaires | Linear Ambient | Direct Linear Ambient Luminaires |  |  |  | Standard | [16 empty] | 2016-09-30 | No | Not Dimmable | [23 empty] | WWWANL | [10 empty] | 5122.3 | 132 | 39.86 | 20 | 0.9 | 3500 | 82.1 |  |  |  |  | 4 | [8 empty] | No | [9 empty] | AC | Updated on 10/31/2019
Solid State Lighting | 5 | P2YO0IUH | Saylite/Texas Fluorescents Reinvented | Saylite | 131A22LJ28W3200LDMV40K | Indoor Luminaires | Troffer | 2x2 Luminaires for Ambient Lighting of Interior Commercial Spaces |  |  |  | Standard | [16 empty] | 2018-05-25 | Yes | Continuous Dimming to 10% or below | [23 empty] | LLLBNI | [10 empty] | 3240 | 116.129 | 27.9 | 8.2 | 0.95 | 4000 | 82 | [13 empty] | No | [9 empty] | AC | Updated on 10/31/2019
Solid State Lighting | 5 | P2YPXPSH | Saylite/Texas Fluorescents Reinvented | Saylite | C24LF30W3900LDMV30K | Indoor Luminaires | Linear Ambient | Direct Linear Ambient Luminaires |  |  |  | Standard | [16 empty] | 2017-03-24 | Yes | Continuous Dimming to 10% or below | [23 empty] | VAVWHV | [10 empty] | 3735 | 119.33 | 31.3 | 7.84 | 1 | 3000 | 84 |  |  |  |  | 2 | 2.0 ft | TRUE | [6 empty] | No | [9 empty] | AC | Updated on 10/31/2019
Solid State Lighting | 5 | P2ZAYUPT | Saylite/Texas Fluorescents Reinvented | Saylite | 22CJ24W2700LW10DMV40K | Indoor Retrofit Kit | Troffer | Linear Retrofit Kits for 2x2 Luminaires | General Purpose |  |  | Standard | [16 empty] | 2018-05-25 | Yes | Continuous Dimming to 10% or below | [23 empty] | LLLBNI | [10 empty] | 2765 | 118.162 | 23.4 | 8.2 | 0.95 | 4000 | 82 | [13 empty] | No | [9 empty] | AC | Updated on 10/31/2019
Solid State Lighting | 5.1 | P2ZMZUZT | Saylite/Texas Fluorescents Reinvented | Saylite | S48LY30WD(D,G,DALI,DEXAL,SR)MV40Koooo | Indoor Luminaires | Linear Ambient | Direct Linear Ambient Luminaires |  |  |  | Standard | [16 empty] | 2021-09-30 | Yes | Continuous Dimming to 10% or below | LLLC,Energy Monitoring,High End Trim | Multifunction Sensor, Sensor Receptacle, Daylight Sensing, Occupancy Sensing | 0-10V Analog, DALI, DMX, Phase Cut | Zigbee,Bluetooth,WiFi | No | No | Yes | Yes | Yes | Yes | Autani Energy Center, Avi-on, Douglas Dialog, Enlighted IOT System, Lutron- Vive, McWoing TruBlu, Nedap Luxon, Signify Easysense | Yes | Yes | No | Yes | Yes | Yes | Yes | No | Yes | Yes | Yes | No | RRRWGM | [10 empty] | 5189 | 169.34 | 30.64 | 10 | 0.994 | 4000 | 83 | 8 | 83 | 98 | -11 | 4 |  |  |  |  | No | No | No | No | No | [9 empty] | AC |  | 120 | 277 |  |  | 5189 | 30.64
Solid State Lighting | 5.1 | P306L35V | Saylite/Texas Fluorescents Reinvented | Saylite | S48LY30WD(D,G,DALI,DEXAL,SR)MV30Koooo | Indoor Luminaires | Linear Ambient | Direct Linear Ambient Luminaires |  |  |  | Standard | [16 empty] | 2021-09-30 | Yes | Continuous Dimming to 10% or below | LLLC,Energy Monitoring,High End Trim | Multifunction Sensor, Sensor Receptacle, Daylight Sensing, Occupancy Sensing | 0-10V Analog, DALI, DMX, Phase Cut | Zigbee,Bluetooth,WiFi | No | No | Yes | Yes | Yes | Yes | Autani Energy Center, Avi-on, Douglas Dialog, Enlighted IOT System, Lutron- Vive, McWoing TruBlu, Nedap Luxon, Signify Easysense | Yes | Yes | No | Yes | Yes | Yes | Yes | No | Yes | Yes | Yes | No | RRRWGM | [10 empty] | 4848 | 158.21 | 30.64 | 10 | 0.994 | 3000 | 83 | 8 | 83 | 98 | -11 | 4 |  |  |  |  | No | No | No | No | No | [9 empty] | AC |  | 120 | 277 |  |  | 4848 | 30.64
Solid State Lighting | 5.1 | P31ZYFJ2 | Saylite/Texas Fluorescents Reinvented | Saylite | C96LY50WD(D,G,DALI,DEXAL,SR)MV50Koooo | Indoor Luminaires | Linear Ambient | Direct Linear Ambient Luminaires |  |  |  | Standard | [16 empty] | 2021-09-30 | Yes | Continuous Dimming to 10% or below | LLLC,Energy Monitoring,High End Trim | Multifunction Sensor, Sensor Receptacle, Daylight Sensing, Occupancy Sensing | 0-10V Analog, DALI, DMX, Phase Cut | Zigbee,Bluetooth,WiFi | No | No | Yes | Yes | Yes | Yes | Autani Energy Center, Avi-on, Douglas Dialog, Enlighted IOT System, Lutron- Vive, McWoing TruBlu, Nedap Luxon, Signify Easysense | Yes | Yes | No | Yes | Yes | Yes | Yes | No | Yes | Yes | Yes | No | RRRWGM | [10 empty] | 8487 | 169.75 | 50 | 13.2 | 0.898 | 5000 | 82 | 10 | 81 | 97 | -12 | 8 |  |  |  |  | No | No | No | No | No | [9 empty] | AC |  | 120 | 277 |  |  | 8487 | 50
Solid State Lighting | 5 | P33345F2 | Saylite/Texas Fluorescents Reinvented | Saylite | UCLL24LJ48W6100LDMV35K | Indoor Luminaires | Troffer | 2x4 Luminaires for Ambient Lighting of Interior Commercial Spaces |  |  |  | Standard | [16 empty] | 2018-07-18 | Not Yet Verified | Continuous Dimming to 10% or below | [23 empty] | ZZZBZX | [10 empty] | 5984.8 | 124.68 | 48 | 14 | 0.89 | 3500 | 82 | [13 empty] | No | [9 empty] | AC | Updated on 10/31/2019
Solid State Lighting | 5 | P33NTW1P | Saylite/Texas Fluorescents Reinvented | Saylite | C48LF48W5650LDMV50K | Indoor Luminaires | Linear Ambient | Direct Linear Ambient Luminaires |  |  |  | Standard | [16 empty] | 2015-12-07 | Not Yet Verified | Continuous Dimming to 10% or below | [23 empty] | KKKYLT | [10 empty] | 5650 | 118 | 48 | 5.65 | 0.996 | 5000 | 83 | [13 empty] | No | [9 empty] | AC | Updated on 10/31/2019
Solid State Lighting | 5.1 | P34JT8WJ | Saylite/Texas Fluorescents Reinvented | Saylite | CITE48LFRY25WDMV30K | Indoor Luminaires | Linear Ambient | Direct Linear Ambient Luminaires |  |  |  | Standard | [16 empty] | 2021-04-28 | Yes | Continuous Dimming to 10% or below | Energy Monitoring, High-end Trim, Autani Energy Center, Avi-on, Douglas Dialog, Enlighted IOT System, Lutron- Vive, McWoing TruBlu, Nedap Luxon, Signify Easysense | Daylight Sensor, Occupancy Sensor, Multifunction Sensor, Integral Sensor Receptacle | 0-10V Analog,DALI,DMX | Zigbee, Bluetooth, Wifi | No | No | Yes | Yes | Yes | Yes | Autani Energy Center, Avi-on, Douglas Dialog, Enlighted IOT System, Lutron- Vive, McWoing TruBlu, Nedap Luxon, Signify Easysense | Yes | Yes | No | Yes | Yes | Yes | No | No | Yes | Yes | Yes |  | BBBFSF | [10 empty] | 3732.27 | 149.291 | 25 | 9.5 | 0.902 | 3000 | 84 | 10 | 84 | 98 | -11 | 4 | 4.0 ft |  |  |  | No | No | No | No | No | [9 empty] | AC |  | 120 | 277 |  |  | 3732.27 | 25
Solid State Lighting | 5 | P354G4KT | Saylite/Texas Fluorescents Reinvented | Saylite | CBF24LHF35W4800LDMV30K | Indoor Luminaires | Troffer | 2x4 Luminaires for Ambient Lighting of Interior Commercial Spaces |  |  |  | Standard | [16 empty] | 2017-02-03 | Yes | Continuous Dimming to 10% or below | [23 empty] | YYYBLA | [10 empty] | 4610 | 131.71 | 35 | 7.2 | 0.99 | 3000 | 84 | [6 empty] | TRUE | [6 empty] | No | [9 empty] | AC | Updated on 10/31/2019
Solid State Lighting | 5 | P35KNP21 | Saylite/Texas Fluorescents Reinvented | Saylite | 131A24LF35W3650LDMV30K | Indoor Luminaires | Troffer | 2x4 Luminaires for Ambient Lighting of Interior Commercial Spaces |  |  | TRUE | Standard |  |  | 3653 | 105.3 | 34.7 | 6.6 | 0.96 | 3130 | 83 | [5 empty] | 5 | 50000 | 2015-06-02 | No | Continuous Dimming to 10% or below | [23 empty] | KKKWMB | [10 empty] | 4151 | 119.6 | 34.7 | 4.95 | 0.997 | 3000 | 83 | [6 empty] | TRUE | [6 empty] | No | [9 empty] | AC | Updated 9/9/2016, Updated on 10/31/2019
Solid State Lighting | 5 | P35KR4Y1 | Saylite/Texas Fluorescents Reinvented | Saylite | [Blank,SV]RHB15L180W25000LDMV50K[BLANK,BK,BZ] | Indoor Luminaires | High-Bay | High-Bay Luminaires for Commercial and Industrial Buildings |  |  |  | Premium | [16 empty] | 2019-01-15 | Yes | Continuous Dimming to 10% or below | [23 empty] | VVVXRL | [10 empty] | 25000 | 139 | 180 | 14 | 0.9 | 5000 | 70 | [13 empty] | No | [9 empty] | AC | Updated on 10/31/2019
Solid State Lighting | 5.1 | P35XKP57 | Saylite/Texas Fluorescents Reinvented | Saylite | C96LY30WD(D,G,DALI,DEXAL,SR)MV40Koooo | Indoor Luminaires | Linear Ambient | Direct Linear Ambient Luminaires |  |  |  | Standard | [16 empty] | 2021-09-30 | Yes | Continuous Dimming to 10% or below | LLLC,Energy Monitoring,High End Trim | Multifunction Sensor, Sensor Receptacle, Daylight Sensing, Occupancy Sensing | 0-10V Analog, DALI, DMX, Phase Cut | Zigbee,Bluetooth,WiFi | No | No | Yes | Yes | Yes | Yes | Autani Energy Center, Avi-on, Douglas Dialog, Enlighted IOT System, Lutron- Vive, McWoing TruBlu, Nedap Luxon, Signify Easysense | Yes | Yes | No | Yes | Yes | Yes | Yes | No | Yes | Yes | Yes | No | RRRWGM | [10 empty] | 5019 | 170.6 | 29.42 | 13.2 | 0.898 | 4000 | 84 | 9 | 83 | 98 | -11 | 8 |  |  |  |  | No | No | No | No | No | [9 empty] | AC |  | 120 | 277 |  |  | 5019 | 29.42
Solid State Lighting | 5.1 | P363BBOM | Saylite/Texas Fluorescents Reinvented | Saylite | S96LFRY100WD(D,G,DALI,DEXAL,SR)MV50Koooo | Indoor Luminaires | Linear Ambient | Direct Linear Ambient Luminaires |  |  |  | Standard | [16 empty] | 2021-09-30 | Yes | Continuous Dimming to 10% or below | LLLC,Energy Monitoring,High End Trim | Multifunction Sensor, Sensor Receptacle, Daylight Sensing, Occupancy Sensing | 0-10V Analog, DALI, DMX, Phase Cut | Zigbee,Bluetooth,WiFi | No | No | Yes | Yes | Yes | Yes | Autani Energy Center, Avi-on, Douglas Dialog, Enlighted IOT System, Lutron- Vive, McWoing TruBlu, Nedap Luxon, Signify Easysense | Yes | Yes | No | Yes | Yes | Yes | Yes | No | Yes | Yes | Yes | No | RRRWGM | [10 empty] | 14969 | 149.69 | 100 | 13.2 | 0.898 | 5000 | 83 | 12 | 82 | 97 | -12 | 8 |  |  |  |  | No | No | No | No | No | [9 empty] | AC |  | 120 | 277 |  |  | 14969 | 100
Solid State Lighting | 5.1 | P36JAOQS | Saylite/Texas Fluorescents Reinvented | Saylite | (SS,SV,SD,SM)CBF24LY40WDMV30Koooo | Indoor Luminaires | Troffer | 2x4 Luminaires for Ambient Lighting of Interior Commercial Spaces |  |  |  | Standard | [16 empty] | 2021-07-29 | Yes | Continuous Dimming to 10% or below | Autani Energy Center, Avi-on, Douglas Dialog, Enlighted IOT System, Lutron- Vive, McWoing TruBlu, Nedap Luxon, Signify Easysense | Multifunction Sensor,Sensor Receptacle,Daylight Sensor,Occupancy Sensing | 0-10V Analog | Zigbee,Bluetooth,WiFi | No | No | Yes | Yes | Yes | Yes | Autani Energy Center, Avi-on, Douglas Dialog, Enlighted IOT System, Lutron- Vive, McWoing TruBlu, Nedap Luxon, Signify Easysense | No | No | No | Yes | No | No | No |  | Yes | Yes | Yes | No | JJJOWB | [10 empty] | 5390.71 | 134.768 | 40 | 10.3 | 0.953 | 3000 | 83 | 9 | 84 | 97 | -11 | [5 empty] | No | No | No | No | No | [9 empty] | AC |  | 120 | 277 |  |  | 5390.71 | 40
Solid State Lighting | 5.1 | P37KPE2J | Saylite/Texas Fluorescents Reinvented | Saylite | C24LY15WD(D,G,DALI,DEXAL,SR)MV30Koooo | Indoor Luminaires | Linear Ambient | Direct Linear Ambient Luminaires |  |  |  | Standard | [16 empty] | 2021-09-30 | Yes | Continuous Dimming to 10% or below | LLLC,Energy Monitoring,High End Trim | Multifunction Sensor, Sensor Receptacle, Daylight Sensing, Occupancy Sensing | 0-10V Analog, DALI, DMX, Phase Cut | Zigbee,Bluetooth,WiFi | No | No | Yes | Yes | Yes | Yes | Autani Energy Center, Avi-on, Douglas Dialog, Enlighted IOT System, Lutron- Vive, McWoing TruBlu, Nedap Luxon, Signify Easysense | Yes | Yes | No | Yes | Yes | Yes | Yes | No | Yes | Yes | Yes | No | RRRWGM | [10 empty] | 2370 | 154.09 | 15.38 | 13.3 | 0.905 | 3000 | 84 | 9 | 84 | 98 | -11 | 2 |  |  |  |  | No | No | No | No | No | [9 empty] | AC |  | 120 | 277 |  |  | 2370 | 15.38
Solid State Lighting | 5.1 | P37TQJHJ | Saylite/Texas Fluorescents Reinvented | Saylite | S48LY45WD(D,G,DALI,DEXAL,SR)MV40Koooo | Indoor Luminaires | Linear Ambient | Direct Linear Ambient Luminaires |  |  |  | Standard | [16 empty] | 2021-09-30 | Yes | Continuous Dimming to 10% or below | LLLC,Energy Monitoring,High End Trim | Multifunction Sensor, Sensor Receptacle, Daylight Sensing, Occupancy Sensing | 0-10V Analog, DALI, DMX, Phase Cut | Zigbee,Bluetooth,WiFi | No | No | Yes | Yes | Yes | Yes | Autani Energy Center, Avi-on, Douglas Dialog, Enlighted IOT System, Lutron- Vive, McWoing TruBlu, Nedap Luxon, Signify Easysense | Yes | Yes | No | Yes | Yes | Yes | Yes | No | Yes | Yes | Yes | No | RRRWGM | [10 empty] | 7415 | 164.78 | 45 | 10 | 0.994 | 4000 | 83 | 8 | 83 | 98 | -11 | 4 |  |  |  |  | No | No | No | No | No | [9 empty] | AC |  | 120 | 277 |  |  | 7415 | 45
Solid State Lighting | 5 | P38JI5X3 | Saylite/Texas Fluorescents Reinvented | Saylite | ZZ-SER FR 48L T42W5000L DMV 40K WH-YY | Indoor Luminaires | Linear Ambient | Direct Linear Ambient Luminaires |  |  |  | Standard | [16 empty] | 2019-06-25 | Yes | Continuous Dimming to 10% or below | [23 empty] | HHHDIW | [10 empty] | 5062.59 | 124.48 | 40.67 | 8.05 | 0.995 | 4060 | 82.7 |  |  |  |  | 4 | 4.0 ft | [7 empty] | No | [9 empty] | AC | Updated on 10/31/2019 | 108 | 305 |  |  | 5062.59 | 40.67
Solid State Lighting | 5.1 | P38TPE0I | Saylite/Texas Fluorescents Reinvented | Saylite | 200A248LY54WDMV30Koooo | Indoor Luminaires | Linear Ambient | Direct Linear Ambient Luminaires |  |  |  | Standard | [16 empty] | 2021-11-02 | No | Continuous Dimming to 10% or below | No Control Capability | No Sensor | 0-10V Analog | No Wireless Protocol | No | No | No | No | No | No |  | No | No | No | Yes | No | No | No | No | No | No | No | No | VVVZVR | [10 empty] | 7737 | 144.98 | 53.4 | 13.2 | 0.898 | 3000 | 83 | 8 | 84 | 97 | -11 | 4 | 4.0 ft |  |  |  | No | No | No | No | No | [9 empty] | AC |  | 120 | 277 |  |  | 7737 | 53.4
Solid State Lighting | 5.1 | P3BAHIGI | Saylite/Texas Fluorescents Reinvented | Saylite | C48LFRY30WD(D,G,DALI,DEXAL,SR)MV30Koooo | Indoor Luminaires | Linear Ambient | Direct Linear Ambient Luminaires |  |  |  | Standard | [16 empty] | 2021-09-30 | Yes | Continuous Dimming to 10% or below | LLLC,Energy Monitoring,High End Trim | Multifunction Sensor, Sensor Receptacle, Daylight Sensing, Occupancy Sensing | 0-10V Analog, DALI, DMX, Phase Cut | Zigbee,Bluetooth,WiFi | No | No | Yes | Yes | Yes | Yes | Autani Energy Center, Avi-on, Douglas Dialog, Enlighted IOT System, Lutron- Vive, McWoing TruBlu, Nedap Luxon, Signify Easysense | Yes | Yes | No | Yes | Yes | Yes | Yes | No | Yes | Yes | Yes | No | RRRWGM | [10 empty] | 4459 | 145.53 | 30.64 | 13.2 | 0.898 | 3000 | 84 | 9 | 83 | 98 | -11 | 4 |  |  |  |  | No | No | No | No | No | [9 empty] | AC |  | 120 | 277 |  |  | 4459 | 30.64
Solid State Lighting | 5 | P3C42CST | Saylite/Texas Fluorescents Reinvented | Saylite | JSR96L68W9400LDMV50K | Indoor Luminaires | Linear Ambient | Direct Linear Ambient Luminaires |  |  |  | Standard | [16 empty] | 2016-09-30 | No | Not Dimmable | [23 empty] | WWWANL | [10 empty] | 9520 | 140 | 68 | 20 | 0.9 | 5000 | 82.1 |  |  |  |  | 8 | 8.0 ft | [7 empty] | No | [9 empty] | AC | Updated on 10/31/2019
Solid State Lighting | 5 | P3C4TD2N | Saylite/Texas Fluorescents Reinvented | Fleco Industries | HILFR48LX340W50000LDMV50Koooo (except WG) | Indoor Luminaires | High-Bay | High-Bay Luminaires for Commercial and Industrial Buildings |  |  |  | Premium | [16 empty] | 2020-06-23 | Yes | Continuous Dimming to 10% or below | [23 empty] | TTTVRK | [10 empty] | 49675 | 146.103 | 340 | 9.71 | 0.975 | 5000 | 83 | [13 empty] | No | [9 empty] | AC |  | 120 | 277 |  |  | 49675 | 340
Solid State Lighting | 5.1 | P3CL7CSZ | Saylite/Texas Fluorescents Reinvented | Saylite | CITE48LFRY35WDMV30K | Indoor Luminaires | Linear Ambient | Direct Linear Ambient Luminaires |  |  |  | Standard | [16 empty] | 2021-04-28 | Yes | Continuous Dimming to 10% or below | Energy Monitoring, High-end Trim, Autani Energy Center, Avi-on, Douglas Dialog, Enlighted IOT System, Lutron- Vive, McWoing TruBlu, Nedap Luxon, Signify Easysense | Daylight Sensor, Occupancy Sensor, Multifunction Sensor, Integral Sensor Receptacle | 0-10V Analog,DALI,DMX | Zigbee, Bluetooth, Wifi | No | No | Yes | Yes | Yes | Yes | Autani Energy Center, Avi-on, Douglas Dialog, Enlighted IOT System, Lutron- Vive, McWoing TruBlu, Nedap Luxon, Signify Easysense | Yes | Yes | No | Yes | Yes | Yes | No | No | Yes | Yes | Yes |  | BBBFSF | [10 empty] | 5126.57 | 146.473 | 35 | 9.5 | 0.902 | 3000 | 84 | 10 | 84 | 98 | -11 | 4 | 4.0 ft |  |  |  | No | No | No | No | No | [9 empty] | AC |  | 120 | 277 |  |  | 5126.57 | 35
Solid State Lighting | 5.1 | P3E0MRII | Saylite/Texas Fluorescents Reinvented | Saylite | S48LY40WD(D,G,DALI,DEXAL,SR)MV30Koooo | Indoor Luminaires | Linear Ambient | Direct Linear Ambient Luminaires |  |  |  | Standard | [16 empty] | 2021-09-30 | Yes | Continuous Dimming to 10% or below | LLLC,Energy Monitoring,High End Trim | Multifunction Sensor, Sensor Receptacle, Daylight Sensing, Occupancy Sensing | 0-10V Analog, DALI, DMX, Phase Cut | Zigbee,Bluetooth,WiFi | No | No | Yes | Yes | Yes | Yes | Autani Energy Center, Avi-on, Douglas Dialog, Enlighted IOT System, Lutron- Vive, McWoing TruBlu, Nedap Luxon, Signify Easysense | Yes | Yes | No | Yes | Yes | Yes | Yes | No | Yes | Yes | Yes | No | RRRWGM | [10 empty] | 6215 | 155.37 | 40 | 10 | 0.994 | 3000 | 83 | 8 | 83 | 98 | -11 | 4 |  |  |  |  | No | No | No | No | No | [9 empty] | AC |  | 120 | 277 |  |  | 6215 | 40
Solid State Lighting | 5 | P3E6D15V | Saylite/Texas Fluorescents Reinvented | Saylite | C48LF48W6500LDMV35K | Indoor Luminaires | Linear Ambient | Direct Linear Ambient Luminaires |  |  |  | Standard | [16 empty] | 2017-02-03 | Yes | Continuous Dimming to 10% or below | [23 empty] | YYYBLC | [10 empty] | 6265 | 130.52 | 48 | 5.07 | 1 | 3500 | 84 |  |  |  |  | 4 | 4.0 ft | [7 empty] | No | [9 empty] | AC | Updated on 10/31/2019
Solid State Lighting | 5 | P3EJ4A9S | Saylite/Texas Fluorescents Reinvented | Saylite | UCLL22LF20W2450LDMV30K(WP,EM) | Indoor Luminaires | Troffer | 2x2 Luminaires for Ambient Lighting of Interior Commercial Spaces |  |  | TRUE | Standard |  |  | 2317 | 117.6 | 19.7 | 12.3 | 0.913 | 3076 | 84 | [5 empty] | 5 | 50000 | 2015-10-15 | Yes | Continuous Dimming to 10% or below | [23 empty] | KKKYHA | [10 empty] | 2336 | 117 | 20 | 9.2 | 0.954 | 3000 | 84 | [6 empty] | TRUE | [6 empty] | No | [9 empty] | AC | Product updated on 05/09/2018, Updated on 10/31/2019
Solid State Lighting | 5 | P3FE7IQ3 | Saylite/Texas Fluorescents Reinvented | Saylite | UCLL24LJ40W5350LDMV40K | Indoor Luminaires | Troffer | 2x4 Luminaires for Ambient Lighting of Interior Commercial Spaces |  |  |  | Standard | [16 empty] | 2018-07-18 | Not Yet Verified | Continuous Dimming to 10% or below | [23 empty] | ZZZBZX | [10 empty] | 5148.99 | 128.72 | 40 | 14 | 0.89 | 4000 | 82 | [13 empty] | No | [9 empty] | AC | Updated on 10/31/2019
Solid State Lighting | 5.1 | P3FF39LZ | Saylite/Texas Fluorescents Reinvented | Saylite | S24LFRY20WD(D,G,DALI,DEXAL,SR)MV40Koooo | Indoor Luminaires | Linear Ambient | Direct Linear Ambient Luminaires |  |  |  | Standard | [16 empty] | 2021-09-30 | Yes | Continuous Dimming to 10% or below | LLLC,Energy Monitoring,High End Trim | Multifunction Sensor, Sensor Receptacle, Daylight Sensing, Occupancy Sensing | 0-10V Analog, DALI, DMX, Phase Cut | Zigbee,Bluetooth,WiFi | No | No | Yes | Yes | Yes | Yes | Autani Energy Center, Avi-on, Douglas Dialog, Enlighted IOT System, Lutron- Vive, McWoing TruBlu, Nedap Luxon, Signify Easysense | Yes | Yes | No | Yes | Yes | Yes | Yes | No | Yes | Yes | Yes | No | RRRWGM | [10 empty] | 3005 | 150.27 | 20 | 13.4 | 0.904 | 4000 | 84 | 10 | 84 | 98 | -10 | 2 |  |  |  |  | No | No | No | No | No | [9 empty] | AC |  | 120 | 277 |  |  | 3005 | 20
Solid State Lighting | 5.1 | P3FGS4EF | Saylite/Texas Fluorescents Reinvented | Saylite | (SS,SV,SD,SM)UCLL14LY15W(D,G,DALI,DEXAL,SR)(MV or 120)35Koooo | Indoor Luminaires | Troffer | 1x4 Luminaires for Ambient Lighting of Interior Commercial Spaces |  |  |  | Premium | [16 empty] | 2021-07-29 | Yes | Continuous Dimming to 10% or below | Autani Energy Center, Avi-on, Douglas Dialog, Enlighted IOT System, Lutron- Vive, McWoing TruBlu, Nedap Luxon, Signify Easysense | Multifunction Sensor,Sensor Receptacle,Daylight Sensor,Occupancy Sensing | 0-10V Analog,DALI,DMX | Zigbee,Bluetooth,WiFi | No | No | Yes | Yes | Yes | Yes | Autani Energy Center, Avi-on, Douglas Dialog, Enlighted IOT System, Lutron- Vive, McWoing TruBlu, Nedap Luxon, Signify Easysense | No | No | No | Yes | Yes | Yes | No |  | Yes | Yes | Yes | No | JJJOWA | [10 empty] | 2188.53 | 141.378 | 15.48 | 9.1 | 0.911 | 3500 | 83 | 8 | 83 | 98 | -11 | [5 empty] | No | No | No | No | No | [9 empty] | AC |  | 120 | 277 |  |  | 2188.53 | 15.48
Solid State Lighting | 5 | P3GSUYO9 | Saylite/Texas Fluorescents Reinvented | Fleco Industries | HIL48LX135W20000LDMV30Koooo (except WG) | Indoor Luminaires | High-Bay | High-Bay Luminaires for Commercial and Industrial Buildings |  |  |  | Premium | [16 empty] | 2020-06-23 | Yes | Continuous Dimming to 10% or below | [23 empty] | TTTVRK | [10 empty] | 20930 | 155.037 | 135 | 11.15 | 0.96 | 3000 | 83 | [13 empty] | No | [9 empty] | AC |  | 120 | 277 |  |  | 20930 | 135
Solid State Lighting | 5 | P3HI1CKI | Saylite/Texas Fluorescents Reinvented | Saylite | 24CJ40W5300LW10DMV35K | Indoor Retrofit Kit | Troffer | Linear Retrofit Kits for 2x4 Luminaires | General Purpose |  |  | Standard | [16 empty] | 2018-05-25 | Yes | Continuous Dimming to 10% or below | [23 empty] | LLLBNI | [10 empty] | 5196 | 131.544 | 39.5 | 4.7 | 0.97 | 3500 | 83 | [13 empty] | No | [9 empty] | AC | Updated on 10/31/2019
Solid State Lighting | 5.1 | P3HTNW18 | Saylite/Texas Fluorescents Reinvented | Saylite | C24LFRY15WD(D,G,DALI,DEXAL,SR)MV35Koooo | Indoor Luminaires | Linear Ambient | Direct Linear Ambient Luminaires |  |  |  | Standard | [16 empty] | 2021-09-30 | Yes | Continuous Dimming to 10% or below | LLLC,Energy Monitoring,High End Trim | Multifunction Sensor, Sensor Receptacle, Daylight Sensing, Occupancy Sensing | 0-10V Analog, DALI, DMX, Phase Cut | Zigbee,Bluetooth,WiFi | No | No | Yes | Yes | Yes | Yes | Autani Energy Center, Avi-on, Douglas Dialog, Enlighted IOT System, Lutron- Vive, McWoing TruBlu, Nedap Luxon, Signify Easysense | Yes | Yes | No | Yes | Yes | Yes | Yes | No | Yes | Yes | Yes | No | RRRWGM | [10 empty] | 2296 | 149.47 | 15.36 | 13.4 | 0.904 | 3500 | 84 | 10 | 84 | 98 | -10 | 2 |  |  |  |  | No | No | No | No | No | [9 empty] | AC |  | 120 | 277 |  |  | 2296 | 15.36
Solid State Lighting | 5 | P3HW4TGJ | Saylite/Texas Fluorescents Reinvented | Saylite | UCLL24LF32W3450LDMV40K | Indoor Luminaires | Troffer | 2x4 Luminaires for Ambient Lighting of Interior Commercial Spaces |  |  |  | Standard | [16 empty] | 2016-02-03 | No | Continuous Dimming to 10% or below | [23 empty] | KKKYHA | [10 empty] | 3467 | 110 | 32 | 5.09 | 0.996 | 4000 | 83.9 | [13 empty] | No | [9 empty] | AC | Updated on 10/31/2019
Solid State Lighting | 5 | P3I1PRAJ | Saylite/Texas Fluorescents Reinvented | Fleco Industries | HIL24LX170W25000LDMV40Koooo (except WG) | Indoor Luminaires | High-Bay | High-Bay Luminaires for Commercial and Industrial Buildings |  |  |  | Premium | [16 empty] | 2020-06-23 | Yes | Continuous Dimming to 10% or below | [23 empty] | TTTVRK | [10 empty] | 26185 | 154.029 | 170 | 9.15 | 0.976 | 4000 | 83 | [13 empty] | No | [9 empty] | AC |  | 120 | 277 |  |  | 26185 | 170
Solid State Lighting | 5.1 | P3II1LB1 | Saylite/Texas Fluorescents Reinvented | Saylite | CITE48LRFY40WDMV50K | Indoor Luminaires | Linear Ambient | Direct Linear Ambient Luminaires |  |  |  | Standard | [16 empty] | 2021-04-28 | Yes | Continuous Dimming to 10% or below | Energy Monitoring, High-end Trim, Autani Energy Center, Avi-on, Douglas Dialog, Enlighted IOT System, Lutron- Vive, McWoing TruBlu, Nedap Luxon, Signify Easysense | Daylight Sensor, Occupancy Sensor, Multifunction Sensor, Integral Sensor Receptacle | 0-10V Analog,DALI,DMX | Zigbee, Bluetooth, Wifi | No | No | Yes | Yes | Yes | Yes | Autani Energy Center, Avi-on, Douglas Dialog, Enlighted IOT System, Lutron- Vive, McWoing TruBlu, Nedap Luxon, Signify Easysense | Yes | Yes | No | Yes | Yes | Yes | No | No | Yes | Yes | Yes |  | BBBFSF | [10 empty] | 5844.1 | 146.102 | 40 | 9.5 | 0.902 | 5000 | 82 | 11 | 82 | 97 | -12 | 4 | 4.0 ft |  |  |  | No | No | No | No | No | [9 empty] | AC |  | 120 | 277 |  |  | 5844.1 | 40
Solid State Lighting | 5.1 | P3JJM88L | Saylite/Texas Fluorescents Reinvented | Saylite | CITE96LRFY30WDMV35K | Indoor Luminaires | Linear Ambient | Direct Linear Ambient Luminaires |  |  |  | Standard | [16 empty] | 2021-04-28 | Yes | Continuous Dimming to 10% or below | Energy Monitoring, High-end Trim, Autani Energy Center, Avi-on, Douglas Dialog, Enlighted IOT System, Lutron- Vive, McWoing TruBlu, Nedap Luxon, Signify Easysense | Daylight Sensor, Occupancy Sensor, Multifunction Sensor, Integral Sensor Receptacle | 0-10V Analog,DALI,DMX | Zigbee, Bluetooth, Wifi | No | No | Yes | Yes | Yes | Yes | Autani Energy Center, Avi-on, Douglas Dialog, Enlighted IOT System, Lutron- Vive, McWoing TruBlu, Nedap Luxon, Signify Easysense | Yes | Yes | No | Yes | Yes | Yes | No | No | Yes | Yes | Yes |  | BBBFSF | [10 empty] | 4380 | 149.59 | 29.28 | 9.5 | 0.902 | 3500 | 84 | 10 | 84 | 98 | -11 | 8 | 8.0 ft |  |  |  | No | No | No | No | No | [9 empty] | AC |  | 120 | 277 |  |  | 4380 | 29.28
Solid State Lighting | 5 | P3JMZTPJ | Saylite/Texas Fluorescents Reinvented | Saylite | 131A24LJ48W6300LDMV40K | Indoor Luminaires | Troffer | 2x4 Luminaires for Ambient Lighting of Interior Commercial Spaces |  |  |  | Standard | [16 empty] | 2018-05-25 | Yes | Continuous Dimming to 10% or below | [23 empty] | LLLBNI | [10 empty] | 6302 | 131.566 | 47.9 | 4.7 | 0.97 | 4000 | 83 | [13 empty] | No | [9 empty] | AC | Updated on 10/31/2019
Solid State Lighting | 5.1 | P3JV3T8F | Saylite/Texas Fluorescents Reinvented | Saylite | S24LY15WD(D,G,DALI,DEXAL,SR)MV35Koooo | Indoor Luminaires | Linear Ambient | Direct Linear Ambient Luminaires |  |  |  | Standard | [16 empty] | 2021-09-30 | Yes | Continuous Dimming to 10% or below | LLLC,Energy Monitoring,High End Trim | Multifunction Sensor, Sensor Receptacle, Daylight Sensing, Occupancy Sensing | 0-10V Analog, DALI, DMX, Phase Cut | Zigbee,Bluetooth,WiFi | No | No | Yes | Yes | Yes | Yes | Autani Energy Center, Avi-on, Douglas Dialog, Enlighted IOT System, Lutron- Vive, McWoing TruBlu, Nedap Luxon, Signify Easysense | Yes | Yes | No | Yes | Yes | Yes | Yes | No | Yes | Yes | Yes | No | RRRWGM | [10 empty] | 2484 | 161.51 | 15.38 | 13.3 | 0.905 | 3500 | 84 | 9 | 84 | 98 | -11 | 2 |  |  |  |  | No | No | No | No | No | [9 empty] | AC |  | 120 | 277 |  |  | 2484 | 15.38
Solid State Lighting | 5 | P3JW85MY | Saylite/Texas Fluorescents Reinvented | Saylite | PLF15L150W20000LDMV50K | Outdoor Luminaires | High Output | Outdoor Pole/Arm-Mounted Area and Roadway Luminaires |  |  |  | Standard | [16 empty] | 2017-03-13 | Yes | Continuous Dimming to 10% or below | [23 empty] | EEEEXH | [10 empty] | 20000 | 133 | 150 | 6 | 0.9 | 5000 | 70 | [13 empty] | No | [9 empty] | AC | Updated on 10/31/2019
Solid State Lighting | 5 | P3K82GMR | Saylite/Texas Fluorescents Reinvented | Saylite | CBF14LF35W4600DMV40K [Qualified at 120V] | Indoor Luminaires | Troffer | 1x4 Luminaires for Ambient Lighting of Interior Commercial Spaces |  |  |  | Standard | [16 empty] | 2017-02-03 | Yes | Continuous Dimming to 10% or below | [23 empty] | YYYBKV | [10 empty] | 4580 | 130.86 | 35 | 8.2 | 0.99 | 4000 | 83 | [13 empty] | No | [9 empty] | AC | Updated on 10/31/2019
Solid State Lighting | 5.1 | P3KFQGQI | Saylite/Texas Fluorescents Reinvented | Saylite | C48LY20WD(D,G,DALI,DEXAL,SR)MV30Koooo | Indoor Luminaires | Linear Ambient | Direct Linear Ambient Luminaires |  |  |  | Standard | [16 empty] | 2021-09-30 | Yes | Continuous Dimming to 10% or below | LLLC,Energy Monitoring,High End Trim | Multifunction Sensor, Sensor Receptacle, Daylight Sensing, Occupancy Sensing | 0-10V Analog, DALI, DMX, Phase Cut | Zigbee,Bluetooth,WiFi | No | No | Yes | Yes | Yes | Yes | Autani Energy Center, Avi-on, Douglas Dialog, Enlighted IOT System, Lutron- Vive, McWoing TruBlu, Nedap Luxon, Signify Easysense | Yes | Yes | No | Yes | Yes | Yes | Yes | No | Yes | Yes | Yes | No | RRRWGM | [10 empty] | 3180 | 158.99 | 20 | 13.2 | 0.898 | 3000 | 84 | 9 | 83 | 98 | -11 | 4 |  |  |  |  | No | No | No | No | No | [9 empty] | AC |  | 120 | 277 |  |  | 3180 | 20
Solid State Lighting | 5 | P3KVCQQR | Saylite/Texas Fluorescents Reinvented | Saylite | CITE48LFRF48W5600LLBDMV30Kxx | Indoor Luminaires | Linear Ambient | Direct Linear Ambient Luminaires |  |  |  | Standard | [16 empty] | 2017-02-03 | Yes | Continuous Dimming to 10% or below | [23 empty] | YYYBKT | [10 empty] | 5229 | 110 | 47.6 | 5.6 | 0.997 | 3000 | 84 |  |  |  |  | 4 | 4.0 ft | TRUE | [6 empty] | No | [9 empty] | AC | Updated on 10/31/2019
Solid State Lighting | 5 | P3KVFFY8 | Saylite/Texas Fluorescents Reinvented | Saylite | 131A14LJ40W4900LDMV35K | Indoor Luminaires | Troffer | 1x4 Luminaires for Ambient Lighting of Interior Commercial Spaces |  |  |  | Standard | [16 empty] | 2018-05-25 | Yes | Continuous Dimming to 10% or below | [23 empty] | LLLBNI | [10 empty] | 4819 | 121.385 | 39.7 | 4.9 | 0.97 | 3500 | 83 | [13 empty] | No | [9 empty] | AC | Updated on 10/31/2019
Solid State Lighting | 5.1 | P3L2O600 | Saylite/Texas Fluorescents Reinvented | Saylite | S48LY50WD(D,G,DALI,DEXAL,SR)MV40Koooo | Indoor Luminaires | Linear Ambient | Direct Linear Ambient Luminaires |  |  |  | Standard | [16 empty] | 2021-09-30 | Yes | Continuous Dimming to 10% or below | LLLC,Energy Monitoring,High End Trim | Multifunction Sensor, Sensor Receptacle, Daylight Sensing, Occupancy Sensing | 0-10V Analog, DALI, DMX, Phase Cut | Zigbee,Bluetooth,WiFi | No | No | Yes | Yes | Yes | Yes | Autani Energy Center, Avi-on, Douglas Dialog, Enlighted IOT System, Lutron- Vive, McWoing TruBlu, Nedap Luxon, Signify Easysense | Yes | Yes | No | Yes | Yes | Yes | Yes | No | Yes | Yes | Yes | No | RRRWGM | [10 empty] | 8163 | 163.26 | 50 | 10 | 0.994 | 4000 | 83 | 8 | 83 | 98 | -11 | 4 |  |  |  |  | No | No | No | No | No | [9 empty] | AC |  | 120 | 277 |  |  | 8163 | 50
Solid State Lighting | 5 | P3NDZDN0 | Saylite/Texas Fluorescents Reinvented | Fleco Industries | HILFR48LX280W45000LDMV30Koooo (except WG) | Indoor Luminaires | High-Bay | High-Bay Luminaires for Commercial and Industrial Buildings |  |  |  | Premium | [16 empty] | 2020-06-23 | Yes | Continuous Dimming to 10% or below | [23 empty] | TTTVRK | [10 empty] | 42170 | 150.607 | 280 | 8.8 | 0.977 | 3000 | 83 | [13 empty] | No | [9 empty] | AC |  | 120 | 277 |  |  | 42170 | 280
Solid State Lighting | 5 | P3NPZ39S | Saylite/Texas Fluorescents Reinvented | Saylite | 209A48LF23W2650LDMV50K | Indoor Luminaires | Troffer | 1x4 Luminaires for Ambient Lighting of Interior Commercial Spaces |  |  |  | Standard | [16 empty] | 2015-08-24 | Not Yet Verified | Continuous Dimming to 10% or below | [23 empty] | UUUUTB | [10 empty] | 2646 | 115 | 23 | 20 | 0.9 | 5000 | 85 | [13 empty] | No | [9 empty] | AC | Updated on 10/31/2019
Solid State Lighting | 5.1 | P3P4OFOY | Saylite/Texas Fluorescents Reinvented | Saylite | RKCIT48LY40WDMV30K | Indoor Retrofit Kit | Linear Ambient | Retrofit Kits for Direct Linear Ambient Luminaires | Luminaire Specific |  |  | Standard | [16 empty] | 2021-04-28 | Yes | Continuous Dimming to 10% or below | Energy Monitoring, High-end Trim, Autani Energy Center, Avi-on, Douglas Dialog, Enlighted IOT System, Lutron- Vive, McWoing TruBlu, Nedap Luxon, Signify Easysense | Daylight Sensor, Occupancy Sensor, Multifunction Sensor, Integral Sensor Receptacle | 0-10V Analog,DALI,DMX | Zigbee, Bluetooth, Wifi | No | No | Yes | Yes | Yes | Yes | Autani Energy Center, Avi-on, Douglas Dialog, Enlighted IOT System, Lutron- Vive, McWoing TruBlu, Nedap Luxon, Signify Easysense | Yes | Yes | No | Yes | Yes | Yes | No | No | Yes | Yes | Yes |  | BBBFSF | [10 empty] | 5460 | 136.5 | 40 | 9.5 | 0.902 | 3000 | 84 | 10 | 84 | 98 | -11 | 4 | 4.0 ft |  |  |  | No | No | No | No | No | [9 empty] | AC |  | 120 | 277 |  |  | 5460 | 40
Solid State Lighting | 5 | P3PUW5SU | Saylite/Texas Fluorescents Reinvented | Saylite | UCLL24LF48W4800LDMV50K | Indoor Luminaires | Troffer | 2x4 Luminaires for Ambient Lighting of Interior Commercial Spaces |  |  |  | Standard | [16 empty] | 2016-02-03 | No | Continuous Dimming to 10% or below | [23 empty] | KKKYHA | [10 empty] | 5448 | 111.3 | 48.97 | 5.09 | 0.998 | 5000 | 83.3 | [13 empty] | No | [9 empty] | AC | Updated on 10/31/2019
Solid State Lighting | 5.1 | P3PVQL3F | Saylite/Texas Fluorescents Reinvented | Saylite | S96LFRY108WD(D,G,DALI,DEXAL,SR)MV30Koooo | Indoor Luminaires | Linear Ambient | Direct Linear Ambient Luminaires |  |  |  | Standard | [16 empty] | 2021-09-30 | Yes | Continuous Dimming to 10% or below | LLLC,Energy Monitoring,High End Trim | Multifunction Sensor, Sensor Receptacle, Daylight Sensing, Occupancy Sensing | 0-10V Analog, DALI, DMX, Phase Cut | Zigbee,Bluetooth,WiFi | No | No | Yes | Yes | Yes | Yes | Autani Energy Center, Avi-on, Douglas Dialog, Enlighted IOT System, Lutron- Vive, McWoing TruBlu, Nedap Luxon, Signify Easysense | Yes | Yes | No | Yes | Yes | Yes | Yes | No | Yes | Yes | Yes | No | RRRWGM | [10 empty] | 14869 | 139.38 | 106.68 | 13.2 | 0.898 | 3000 | 83 | 8 | 83 | 98 | -11 | 8 |  |  |  |  | No | No | No | No | No | [9 empty] | AC |  | 120 | 277 |  |  | 14869 | 106.68
Solid State Lighting | 5 | P3QTDPGT | Saylite/Texas Fluorescents Reinvented | Saylite | RSR96LT82W8900LDMVxxx40K | Indoor Retrofit Kit | Linear Ambient | Retrofit Kits for Direct Linear Ambient Luminaires | General Purpose |  |  | Standard | [16 empty] | 2017-06-12 | Yes | Continuous Dimming to 10% or below | [23 empty] | EAEEZR | [10 empty] | 10206 | 124.16 | 82.2 | 12 | 0.93 | 4000 | 84 | [13 empty] | No | [9 empty] | AC | Updated on 10/31/2019
Solid State Lighting | 5 | P3RD8XRM | Saylite/Texas Fluorescents Reinvented | Saylite | C48LFRF35W4500LDMV30K | Indoor Luminaires | Linear Ambient | Direct Linear Ambient Luminaires |  |  |  | Standard | [16 empty] | 2017-02-03 | Yes | Continuous Dimming to 10% or below | [23 empty] | YYYBLC | [10 empty] | 4305 | 123 | 35 | 7.9 | 0.92 | 3000 | 84 |  |  |  |  | 4 | 4.0 ft | TRUE | [6 empty] | No | [9 empty] | AC | Updated on 10/31/2019
Solid State Lighting | 5 | P3RG1CBW | Saylite/Texas Fluorescents Reinvented | Saylite | 131A22LF20W2300LDMV35K | Indoor Luminaires | Troffer | 2x2 Luminaires for Ambient Lighting of Interior Commercial Spaces |  |  |  | Standard | [16 empty] | 2017-02-03 | No | Continuous Dimming to 10% or below | [23 empty] | YYYBLD | [10 empty] | 2225 | 107 | 20.6 | 8.5 | 0.989 | 3500 | 84 | [13 empty] | No | [9 empty] | AC | Updated on 10/31/2019
Solid State Lighting | 5.1 | P3S63D9H | Saylite/Texas Fluorescents Reinvented | Saylite | (SS,SV,SD,SM)UCLL22LY33W(D,G,DALI,DEXAL,SR)(MV or 120)30Koooo | Indoor Luminaires | Troffer | 2x2 Luminaires for Ambient Lighting of Interior Commercial Spaces |  |  | TRUE | Premium |  | 120 | 4005.3 | 122.1 | 32.81 | 11.1 | 0.989 | 3038 | 83 | 7 | 83 | 98 | -11 | 0.0003 | 5 |  | 2021-07-29 | Yes | Continuous Dimming to 10% or below | Autani Energy Center, Avi-on, Douglas Dialog, Enlighted IOT System, Lutron- Vive, McWoing TruBlu, Nedap Luxon, Signify Easysense | Multifunction Sensor,Sensor Receptacle,Daylight Sensor,Occupancy Sensing | 0-10V Analog,DALI,DMX | Zigbee,Bluetooth,WiFi | No | No | Yes | Yes | Yes | Yes | Autani Energy Center, Avi-on, Douglas Dialog, Enlighted IOT System, Lutron- Vive, McWoing TruBlu, Nedap Luxon, Signify Easysense | No | No | No | Yes | Yes | Yes | No |  | Yes | Yes | Yes | No | JJJOWA | [10 empty] | 4005.3 | 122.076 | 32.81 | 11.3 | 0.909 | 3000 | 83 | 8 | 83 | 98 | -11 | [5 empty] | No | No | No | No | No | [9 empty] | AC |  | 120 | 277 |  |  | 4005.3 | 32.81
Solid State Lighting | 5 | P3SM6WHK | Saylite/Texas Fluorescents Reinvented | Saylite | C48LF30W4300LDMV40K | Indoor Luminaires | Linear Ambient | Direct Linear Ambient Luminaires |  |  |  | Standard | [16 empty] | 2017-02-03 | Yes | Continuous Dimming to 10% or below | [23 empty] | YYYBLC | [10 empty] | 4310 | 143.67 | 30 | 8 | 0.92 | 4000 | 84 |  |  |  |  | 4 | 4.0 ft | [7 empty] | No | [9 empty] | AC | Updated on 10/31/2019
Solid State Lighting | 5 | P3V3HKFQ | Saylite/Texas Fluorescents Reinvented | Saylite | ZZ-SER FR 96L T72W9000L DMV 40K WH-YY | Indoor Luminaires | Linear Ambient | Direct Linear Ambient Luminaires |  |  |  | Standard | [16 empty] | 2019-06-25 | Yes | Continuous Dimming to 10% or below | [23 empty] | HHHDIW | [10 empty] | 9370 | 131.58 | 71.21 | 5.82 | 0.997 | 4050 | 82.7 |  |  |  |  | 8 | 8.0 ft | [7 empty] | No | [9 empty] | AC | Updated on 10/31/2019 | 108 | 305 |  |  | 9370 | 71.21
Solid State Lighting | 5 | P3VBQ3SQ | Saylite/Texas Fluorescents Reinvented | Saylite | RSR48LT58W6700LDMVxxx30K | Indoor Retrofit Kit | Linear Ambient | Retrofit Kits for Direct Linear Ambient Luminaires | General Purpose |  | TRUE | Standard |  |  | 6717 | 115.4 | 58.2 | 3.8 | 0.975 | 3180 | 84 | [5 empty] | 5 | 50000 | 2017-06-12 | Yes | Continuous Dimming to 10% or below | [23 empty] | EAEEZR | [10 empty] | 6717 | 115.41 | 58.2 | 3.8 | 0.98 | 3000 | 84 | [6 empty] | TRUE | [6 empty] | No | [9 empty] | AC | Updated on 10/31/2019
Solid State Lighting | 5 | P3VZYSLT | Saylite/Texas Fluorescents Reinvented | Saylite | UCLL14LJ40W5250LDMV30K | Indoor Luminaires | Troffer | 1x4 Luminaires for Ambient Lighting of Interior Commercial Spaces |  |  |  | Standard | [16 empty] | 2018-07-18 | Not Yet Verified | Continuous Dimming to 10% or below | [23 empty] | ZZZBZX | [10 empty] | 5108.93 | 127.72 | 40 | 14 | 0.89 | 3000 | 82 | [6 empty] | TRUE | [6 empty] | No | [9 empty] | AC | Updated on 10/31/2019
Solid State Lighting | 5 | P3WRBS5A | Saylite/Texas Fluorescents Reinvented | Saylite | CBF14LF40W5100DMV30K [Qualified at 120V] | Indoor Luminaires | Troffer | 1x4 Luminaires for Ambient Lighting of Interior Commercial Spaces |  |  |  | Standard | [16 empty] | 2017-02-03 | Yes | Continuous Dimming to 10% or below | [23 empty] | YYYBKV | [10 empty] | 4805 | 120.13 | 40 | 8.2 | 0.99 | 3000 | 83 | [6 empty] | TRUE | [6 empty] | No | [9 empty] | AC | Updated on 10/31/2019
Solid State Lighting | 5 | P3WZJY4Q | Saylite/Texas Fluorescents Reinvented | Fleco Industries | HILFR24LX170W25000LDMV40Koooo (except WG) | Indoor Luminaires | High-Bay | High-Bay Luminaires for Commercial and Industrial Buildings |  |  |  | Premium | [16 empty] | 2020-06-23 | Yes | Continuous Dimming to 10% or below | [23 empty] | TTTVRK | [10 empty] | 24565 | 144.5 | 170 | 9.17 | 0.976 | 4000 | 83 | [13 empty] | No | [9 empty] | AC |  | 120 | 277 |  |  | 24565 | 170
Solid State Lighting | 5.1 | P404THQ8 | Saylite/Texas Fluorescents Reinvented | Saylite | 200A296LY90WDMV40Koooo | Indoor Luminaires | Linear Ambient | Direct Linear Ambient Luminaires |  |  |  | Standard | [16 empty] | 2021-11-02 | No | Continuous Dimming to 10% or below | No Control Capability | No Sensor | 0-10V Analog | No Wireless Protocol | No | No | No | No | No | No |  | No | No | No | Yes | No | No | No | No | No | No | No | No | VVVZVR | [10 empty] | 14325 | 159.17 | 90 | 13.2 | 0.898 | 4000 | 84 | 9 | 84 | 97 | -11 | 8 | 8.0 ft |  |  |  | No | No | No | No | No | [9 empty] | AC |  | 120 | 277 |  |  | 14325 | 45
Solid State Lighting | 5.1 | P40WNJ6W | Saylite/Texas Fluorescents Reinvented | Saylite | 200A296LY100WDMV35Koooo | Indoor Luminaires | Linear Ambient | Direct Linear Ambient Luminaires |  |  |  | Standard | [16 empty] | 2021-11-02 | No | Continuous Dimming to 10% or below | No Control Capability | No Sensor | 0-10V Analog | No Wireless Protocol | No | No | No | No | No | No |  | No | No | No | Yes | No | No | No | No | No | No | No | No | VVVZVR | [10 empty] | 15363 | 153.63 | 100 | 13.2 | 0.898 | 3500 | 84 | 9 | 84 | 97 | -11 | 8 | 8.0 ft |  |  |  | No | No | No | No | No | [9 empty] | AC |  | 120 | 277 |  |  | 15363 | 100
Solid State Lighting | 5 | P41QSWYW | Saylite/Texas Fluorescents Reinvented | Saylite | C48LFRF30W4000LDMV35K | Indoor Luminaires | Linear Ambient | Direct Linear Ambient Luminaires |  |  |  | Standard | [16 empty] | 2017-02-03 | Yes | Continuous Dimming to 10% or below | [23 empty] | YYYBLC | [10 empty] | 3840 | 128 | 30 | 7.9 | 0.92 | 3500 | 84 |  |  |  |  | 4 | 4.0 ft | [7 empty] | No | [9 empty] | AC | Updated on 10/31/2019
Solid State Lighting | 5 | P41SRTC5 | Saylite/Texas Fluorescents Reinvented | Saylite | RSR48LT30W3500LDMVxxx35K | Indoor Retrofit Kit | Linear Ambient | Retrofit Kits for Direct Linear Ambient Luminaires | General Purpose |  |  | Standard | [16 empty] | 2017-06-12 | Yes | Continuous Dimming to 10% or below | [23 empty] | EAEEZR | [10 empty] | 3687 | 124.56 | 29.6 | 12 | 0.93 | 3500 | 84 | [13 empty] | No | [9 empty] | AC | Updated on 10/31/2019
Solid State Lighting | 5 | P41WWR3K | Saylite/Texas Fluorescents Reinvented | Saylite | CITE48LFRF23W3200LLBDMV50Kxx | Indoor Luminaires | Linear Ambient | Direct Linear Ambient Luminaires |  |  |  | Standard | [16 empty] | 2017-02-03 | Yes | Continuous Dimming to 10% or below | [23 empty] | YYYBKT | [10 empty] | 3337 | 141 | 23.7 | 8.3 | 0.991 | 5000 | 84 |  |  |  |  | 4 | 4.0 ft | [7 empty] | No | [9 empty] | AC | Updated on 10/31/2019
Solid State Lighting | 5 | P42Q63Z3 | Saylite/Texas Fluorescents Reinvented | Saylite | HIS24LFR105W13650LDMV57K | Indoor Luminaires | High-Bay | High-Bay Luminaires for Commercial and Industrial Buildings |  |  |  | Premium | [16 empty] | 2017-01-17 | No | Continuous Dimming to 10% or below | [23 empty] | YYYBHQ | [10 empty] | 14324 | 132.38 | 108.2 | 7.41 | 0.96 | 5700 | 85 | [13 empty] | No | [9 empty] | AC | Updated on 10/31/2019
Solid State Lighting | 5 | P439K9S2 | Saylite/Texas Fluorescents Reinvented | Saylite | C96LF48W6500LDMV35K | Indoor Luminaires | Linear Ambient | Direct Linear Ambient Luminaires |  |  |  | Standard | [16 empty] | 2017-02-03 | Yes | Continuous Dimming to 10% or below | [23 empty] | YYYBLC | [10 empty] | 6265 | 130.52 | 48 | 5.07 | 1 | 3500 | 84 |  |  |  |  | 8 | 8.0 ft | [7 empty] | No | [9 empty] | AC | Updated on 10/31/2019
Solid State Lighting | 5 | P43CB8FE | Saylite/Texas Fluorescents Reinvented | Saylite | C48LFRF30W4000LDMV50K | Indoor Luminaires | Linear Ambient | Direct Linear Ambient Luminaires |  |  |  | Standard | [16 empty] | 2017-02-03 | Yes | Continuous Dimming to 10% or below | [23 empty] | YYYBLC | [10 empty] | 4085 | 136.17 | 30 | 7.9 | 0.92 | 5000 | 83 |  |  |  |  | 4 | 4.0 ft | [7 empty] | No | [9 empty] | AC | Updated on 10/31/2019
Solid State Lighting | 5 | P43FJKYD | Saylite/Texas Fluorescents Reinvented | Saylite | CBF24LF48W6200LDMV40K | Indoor Luminaires | Troffer | 2x4 Luminaires for Ambient Lighting of Interior Commercial Spaces |  |  |  | Standard | [16 empty] | 2017-02-03 | Yes | Continuous Dimming to 10% or below | [23 empty] | YYYBKX | [10 empty] | 6155 | 128.23 | 48 | 8.5 | 0.99 | 4000 | 84 | [13 empty] | No | [9 empty] | AC | Updated on 10/31/2019
Solid State Lighting | 5 | P43KQJ51 | Saylite/Texas Fluorescents Reinvented | Fleco Industries | HILFR24LX100W15000LDMV35Koooo (except WG) | Indoor Luminaires | High-Bay | High-Bay Luminaires for Commercial and Industrial Buildings |  |  |  | Premium | [16 empty] | 2020-06-23 | Yes | Continuous Dimming to 10% or below | [23 empty] | TTTVRK | [10 empty] | 14650 | 146.5 | 100 | 9.45 | 0.966 | 3500 | 83 | [13 empty] | No | [9 empty] | AC |  | 120 | 277 |  |  | 14650 | 100
Solid State Lighting | 5.1 | P440A6ZZ | Saylite/Texas Fluorescents Reinvented | Saylite | C96LFRY108WD(D,G,DALI,DEXAL,SR)MV35Koooo | Indoor Luminaires | Linear Ambient | Direct Linear Ambient Luminaires |  |  |  | Standard | [16 empty] | 2021-09-30 | Yes | Continuous Dimming to 10% or below | LLLC,Energy Monitoring,High End Trim | Multifunction Sensor, Sensor Receptacle, Daylight Sensing, Occupancy Sensing | 0-10V Analog, DALI, DMX, Phase Cut | Zigbee,Bluetooth,WiFi | No | No | Yes | Yes | Yes | Yes | Autani Energy Center, Avi-on, Douglas Dialog, Enlighted IOT System, Lutron- Vive, McWoing TruBlu, Nedap Luxon, Signify Easysense | Yes | Yes | No | Yes | Yes | Yes | Yes | No | Yes | Yes | Yes | No | RRRWGM | [10 empty] | 15585 | 146.09 | 106.68 | 13.2 | 0.898 | 3500 | 83 | 8 | 83 | 98 | -11 | 8 |  |  |  |  | No | No | No | No | No | [9 empty] | AC |  | 120 | 277 |  |  | 15585 | 106.68
Solid State Lighting | 5.1 | P440CKP6 | Saylite/Texas Fluorescents Reinvented | Saylite | RKCIT96LY30WDMV30K | Indoor Retrofit Kit | Linear Ambient | Retrofit Kits for Direct Linear Ambient Luminaires | Luminaire Specific |  |  | Standard | [16 empty] | 2021-04-28 | Yes | Continuous Dimming to 10% or below | Energy Monitoring, High-end Trim, Autani Energy Center, Avi-on, Douglas Dialog, Enlighted IOT System, Lutron- Vive, McWoing TruBlu, Nedap Luxon, Signify Easysense | Daylight Sensor, Occupancy Sensor, Multifunction Sensor, Integral Sensor Receptacle | 0-10V Analog,DALI,DMX | Zigbee, Bluetooth, Wifi | No | No | Yes | Yes | Yes | Yes | Autani Energy Center, Avi-on, Douglas Dialog, Enlighted IOT System, Lutron- Vive, McWoing TruBlu, Nedap Luxon, Signify Easysense | Yes | Yes | No | Yes | Yes | Yes | No | No | Yes | Yes | Yes |  | BBBFSF | [10 empty] | 4178.8 | 142.719 | 29.28 | 9.5 | 0.902 | 3000 | 84 | 10 | 84 | 98 | -11 | 8 | 8.0 ft |  |  |  | No | No | No | No | No | [9 empty] | AC |  | 120 | 277 |  |  | 4178.8 | 29.28
Solid State Lighting | 5 | P44B5RBY | Saylite/Texas Fluorescents Reinvented | Saylite | [Blank,SV]RHB15L100W14000LDMV40K[BLANK,BK,BZ] | Indoor Luminaires | High-Bay | High-Bay Luminaires for Commercial and Industrial Buildings |  |  | TRUE | Premium |  |  | 14288 | 138.24 | 103.4 | 12.25 | 0.9366 | 4060 | 73 | [5 empty] | 5 | 50000 | 2019-01-15 | Yes | Continuous Dimming to 10% or below | [23 empty] | VVVXRK | [10 empty] | 14000 | 140 | 100 | 14 | 0.9 | 4000 | 70 | [13 empty] | No | [9 empty] | AC | Updated on 10/31/2019
Solid State Lighting | 5 | P4502RO0 | Saylite/Texas Fluorescents Reinvented | Saylite | CPY10L40W5400LDMV40K[BLANK,BK,WH,GY][Blank,EM][Blank,SV] | Outdoor Luminaires | Mid Output | Parking Garage Luminaires |  |  |  | Premium | [16 empty] | 2019-01-15 | Yes | Continuous Dimming to 10% or below | [23 empty] | VVVXRM | [10 empty] | 5350 | 134 | 40 | 15 | 0.9 | 4000 | 70 | [13 empty] | No | [9 empty] | AC | Updated on 10/31/2019 | 120 | 277
Solid State Lighting | 5 | P450HSF9 | Saylite/Texas Fluorescents Reinvented | Saylite | 131A14LJ35W4300LDMV35K | Indoor Luminaires | Troffer | 1x4 Luminaires for Ambient Lighting of Interior Commercial Spaces |  |  |  | Standard | [16 empty] | 2018-05-25 | Yes | Continuous Dimming to 10% or below | [23 empty] | LLLBNI | [10 empty] | 4295 | 122.714 | 35 | 4.9 | 0.97 | 3500 | 83 | [13 empty] | No | [9 empty] | AC | Updated on 10/31/2019
Solid State Lighting | 5.1 | P45EV4X6 | Saylite/Texas Fluorescents Reinvented | Saylite | (SS,SV,SD,SM)UCLL24LY30W(D,G,DALI,DEXAL,SR)(MV or 120)30Koooo | Indoor Luminaires | Troffer | 2x4 Luminaires for Ambient Lighting of Interior Commercial Spaces |  |  |  | Premium | [16 empty] | 2021-07-29 | Yes | Continuous Dimming to 10% or below | Autani Energy Center, Avi-on, Douglas Dialog, Enlighted IOT System, Lutron- Vive, McWoing TruBlu, Nedap Luxon, Signify Easysense | Multifunction Sensor,Sensor Receptacle,Daylight Sensor,Occupancy Sensing | 0-10V Analog,DALI,DMX | Zigbee,Bluetooth,WiFi | No | No | Yes | Yes | Yes | Yes | Autani Energy Center, Avi-on, Douglas Dialog, Enlighted IOT System, Lutron- Vive, McWoing TruBlu, Nedap Luxon, Signify Easysense | No | No | No | Yes | Yes | Yes | No |  | Yes | Yes | Yes | No | JJJOWA | [10 empty] | 4354.1 | 142.337 | 30.59 | 11.2 | 0.949 | 3000 | 83 | 8 | 83 | 98 | -11 | [5 empty] | No | No | No | No | No | [9 empty] | AC |  | 120 | 277 |  |  | 4354.1 | 30.59
Solid State Lighting | 5.1 | P45XWZR4 | Saylite/Texas Fluorescents Reinvented | Saylite | C96LY60WD(D,G,DALI,DEXAL,SR)MV40Koooo | Indoor Luminaires | Linear Ambient | Direct Linear Ambient Luminaires |  |  |  | Standard | [16 empty] | 2021-09-30 | Yes | Continuous Dimming to 10% or below | LLLC,Energy Monitoring,High End Trim | Multifunction Sensor, Sensor Receptacle, Daylight Sensing, Occupancy Sensing | 0-10V Analog, DALI, DMX, Phase Cut | Zigbee,Bluetooth,WiFi | No | No | Yes | Yes | Yes | Yes | Autani Energy Center, Avi-on, Douglas Dialog, Enlighted IOT System, Lutron- Vive, McWoing TruBlu, Nedap Luxon, Signify Easysense | Yes | Yes | No | Yes | Yes | Yes | Yes | No | Yes | Yes | Yes | No | RRRWGM | [10 empty] | 10377 | 169.34 | 61.28 | 10 | 0.994 | 4000 | 83 | 8 | 83 | 98 | -11 | 8 |  |  |  |  | No | No | No | No | No | [9 empty] | AC |  | 120 | 277 |  |  | 10377 | 61.28
Solid State Lighting | 5 | P463CUCT | Saylite/Texas Fluorescents Reinvented | Saylite | UCLL22LJ28W3150LDMV40K | Indoor Luminaires | Troffer | 2x2 Luminaires for Ambient Lighting of Interior Commercial Spaces |  |  |  | Standard | [16 empty] | 2018-07-18 | Not Yet Verified | Continuous Dimming to 10% or below | [23 empty] | ZZZBZX | [10 empty] | 3120.04 | 111.43 | 28 | 14 | 0.89 | 4000 | 82 | [13 empty] | No | [9 empty] | AC | Updated on 10/31/2019
Solid State Lighting | 5.1 | P47TQX3S | Saylite/Texas Fluorescents Reinvented | Saylite | S96LY50WD(D,G,DALI,DEXAL,SR)MV50Koooo | Indoor Luminaires | Linear Ambient | Direct Linear Ambient Luminaires |  |  |  | Standard | [16 empty] | 2021-09-30 | Yes | Continuous Dimming to 10% or below | LLLC,Energy Monitoring,High End Trim | Multifunction Sensor, Sensor Receptacle, Daylight Sensing, Occupancy Sensing | 0-10V Analog, DALI, DMX, Phase Cut | Zigbee,Bluetooth,WiFi | No | No | Yes | Yes | Yes | Yes | Autani Energy Center, Avi-on, Douglas Dialog, Enlighted IOT System, Lutron- Vive, McWoing TruBlu, Nedap Luxon, Signify Easysense | Yes | Yes | No | Yes | Yes | Yes | Yes | No | Yes | Yes | Yes | No | RRRWGM | [10 empty] | 8487 | 169.75 | 50 | 13.2 | 0.898 | 5000 | 82 | 10 | 81 | 97 | -12 | 8 |  |  |  |  | No | No | No | No | No | [9 empty] | AC |  | 120 | 277 |  |  | 8487 | 50
Solid State Lighting | 5.1 | P48HWDCJ | Saylite/Texas Fluorescents Reinvented | Saylite | 209A48LY54WDMV30Koooo | Indoor Luminaires | Linear Ambient | Direct Linear Ambient Luminaires |  |  |  | Standard | [16 empty] | 2021-11-02 | No | Continuous Dimming to 10% or below | No Control Capability | No Sensor | 0-10V Analog | No Wireless Protocol | No | No | No | No | No | No |  | No | No | No | Yes | No | No | No | No | No | No | No | No | VVVZVR | [10 empty] | 7737 | 144.98 | 53.4 | 13.2 | 0.898 | 3000 | 83 | 8 | 84 | 97 | -11 | 4 | 4.0 ft |  |  |  | No | No | No | No | No | [9 empty] | AC |  | 120 | 277 |  |  | 7737 | 53.4
Solid State Lighting | 5.1 | P496736Y | Saylite/Texas Fluorescents Reinvented | Saylite | CITE96LFRY30WDMV30K | Indoor Luminaires | Linear Ambient | Direct Linear Ambient Luminaires |  |  |  | Standard | [16 empty] | 2021-04-28 | Yes | Continuous Dimming to 10% or below | Energy Monitoring, High-end Trim, Autani Energy Center, Avi-on, Douglas Dialog, Enlighted IOT System, Lutron- Vive, McWoing TruBlu, Nedap Luxon, Signify Easysense | Daylight Sensor, Occupancy Sensor, Multifunction Sensor, Integral Sensor Receptacle | 0-10V Analog,DALI,DMX | Zigbee, Bluetooth, Wifi | No | No | Yes | Yes | Yes | Yes | Autani Energy Center, Avi-on, Douglas Dialog, Enlighted IOT System, Lutron- Vive, McWoing TruBlu, Nedap Luxon, Signify Easysense | Yes | Yes | No | Yes | Yes | Yes | No | No | Yes | Yes | Yes |  | BBBFSF | [10 empty] | 4430.8 | 151.325 | 29.28 | 9.5 | 0.902 | 3000 | 84 | 10 | 84 | 98 | -11 | 8 | 8.0 ft |  |  |  | No | No | No | No | No | [9 empty] | AC |  | 120 | 277 |  |  | 4430.8 | 29.28
Solid State Lighting | 5 | P49P7DW5 | Saylite/Texas Fluorescents Reinvented | Saylite | CBF24LHF48W6400LDMV30K | Indoor Luminaires | Troffer | 2x4 Luminaires for Ambient Lighting of Interior Commercial Spaces |  |  |  | Standard | [16 empty] | 2017-02-03 | Yes | Continuous Dimming to 10% or below | [23 empty] | YYYBLA | [10 empty] | 6145 | 128.02 | 48 | 4.6 | 1 | 3000 | 84 | [6 empty] | TRUE | [6 empty] | No | [9 empty] | AC | Updated on 10/31/2019
Solid State Lighting | 5.1 | P4B7UNNZ | Saylite/Texas Fluorescents Reinvented | Saylite | C48LY25WD(D,G,DALI,DEXAL,SR)MV30Koooo | Indoor Luminaires | Linear Ambient | Direct Linear Ambient Luminaires |  |  |  | Standard | [16 empty] | 2021-09-30 | Yes | Continuous Dimming to 10% or below | LLLC,Energy Monitoring,High End Trim | Multifunction Sensor, Sensor Receptacle, Daylight Sensing, Occupancy Sensing | 0-10V Analog, DALI, DMX, Phase Cut | Zigbee,Bluetooth,WiFi | No | No | Yes | Yes | Yes | Yes | Autani Energy Center, Avi-on, Douglas Dialog, Enlighted IOT System, Lutron- Vive, McWoing TruBlu, Nedap Luxon, Signify Easysense | Yes | Yes | No | Yes | Yes | Yes | Yes | No | Yes | Yes | Yes | No | RRRWGM | [10 empty] | 3965 | 158.59 | 25 | 13.2 | 0.898 | 3000 | 84 | 9 | 83 | 98 | -11 | 4 |  |  |  |  | No | No | No | No | No | [9 empty] | AC |  | 120 | 277 |  |  | 3965 | 25
Solid State Lighting | 5.1 | P4CQW3TI | Saylite/Texas Fluorescents Reinvented | Saylite | S48LY20WD(D,G,DALI,DEXAL,SR)MV35Koooo | Indoor Luminaires | Linear Ambient | Direct Linear Ambient Luminaires |  |  |  | Standard | [16 empty] | 2021-09-30 | Yes | Continuous Dimming to 10% or below | LLLC,Energy Monitoring,High End Trim | Multifunction Sensor, Sensor Receptacle, Daylight Sensing, Occupancy Sensing | 0-10V Analog, DALI, DMX, Phase Cut | Zigbee,Bluetooth,WiFi | No | No | Yes | Yes | Yes | Yes | Autani Energy Center, Avi-on, Douglas Dialog, Enlighted IOT System, Lutron- Vive, McWoing TruBlu, Nedap Luxon, Signify Easysense | Yes | Yes | No | Yes | Yes | Yes | Yes | No | Yes | Yes | Yes | No | RRRWGM | [10 empty] | 3333 | 166.64 | 20 | 13.2 | 0.898 | 3500 | 84 | 9 | 83 | 98 | -11 | 4 |  |  |  |  | No | No | No | No | No | [9 empty] | AC |  | 120 | 277 |  |  | 3333 | 20
Solid State Lighting | 5 | P4D2EQ4T | Saylite/Texas Fluorescents Reinvented | Saylite | C48LFRF35W4500LDMV35K | Indoor Luminaires | Linear Ambient | Direct Linear Ambient Luminaires |  |  |  | Standard | [16 empty] | 2017-02-03 | Yes | Continuous Dimming to 10% or below | [23 empty] | YYYBLC | [10 empty] | 4380 | 125.14 | 35 | 5.14 | 1 | 3500 | 84 |  |  |  |  | 4 | 4.0 ft | [7 empty] | No | [9 empty] | AC | Updated on 10/31/2019
Solid State Lighting | 5 | P4DABS1Q | Saylite/Texas Fluorescents Reinvented | Saylite | C48LF57W6400LDMV40K | Indoor Luminaires | Linear Ambient | Direct Linear Ambient Luminaires |  |  |  | Standard | [16 empty] | 2015-12-07 | Not Yet Verified | Continuous Dimming to 10% or below | [23 empty] | KKKYLT | [10 empty] | 6400 | 112 | 57 | 5.65 | 0.996 | 4000 | 83 | [13 empty] | No | [9 empty] | AC | Updated on 10/31/2019
Solid State Lighting | 5 | P4DTJW3J | Saylite/Texas Fluorescents Reinvented | Saylite | 131A14LJ48W5800LDMV40K | Indoor Luminaires | Troffer | 1x4 Luminaires for Ambient Lighting of Interior Commercial Spaces |  |  |  | Standard | [16 empty] | 2018-05-25 | Yes | Continuous Dimming to 10% or below | [23 empty] | LLLBNI | [10 empty] | 5817 | 121.44 | 47.9 | 4.9 | 0.97 | 4000 | 83 | [13 empty] | No | [9 empty] | AC | Updated on 10/31/2019
Solid State Lighting | 5 | P4E5ZN46 | Saylite/Texas Fluorescents Reinvented | Saylite | 209A48LF32W3450LDMV35K | Indoor Luminaires | Troffer | 1x4 Luminaires for Ambient Lighting of Interior Commercial Spaces |  |  |  | Standard | [16 empty] | 2015-08-24 | Not Yet Verified | Continuous Dimming to 10% or below | [23 empty] | UUUUTB | [10 empty] | 3818 | 109 | 35 | 20 | 0.9 | 3500 | 85 | [13 empty] | No | [9 empty] | AC | Updated on 10/31/2019
Solid State Lighting | 5.1 | P4EHF3V2 | Saylite/Texas Fluorescents Reinvented | Saylite | 207A224LY20WDMV35Koooo | Indoor Luminaires | Linear Ambient | Direct Linear Ambient Luminaires |  |  |  | Standard | [16 empty] | 2021-11-02 | No | Continuous Dimming to 10% or below | No Control Capability | No Sensor | 0-10V Analog | No Wireless Protocol | No | No | No | No | No | No |  | No | No | No | Yes | No | No | No | No | No | No | No | No | VVVZVR | [10 empty] | 2683 | 134.16 | 20 | 9.6 | 0.909 | 3500 | 85 | 14 | 84 | 98 | -10 | 2 | 2.0 ft |  |  |  | No | No | No | No | No | [9 empty] | AC |  | 120 | 277 |  |  | 2683 | 20
Solid State Lighting | 5 | P4FEJSCU | Saylite/Texas Fluorescents Reinvented | Saylite | HIL48LA280W40000LDMVxxx30Koooo | Indoor Luminaires | High-Bay | High-Bay Luminaires for Commercial and Industrial Buildings |  |  |  | Standard | [16 empty] | 2017-05-15 | Yes | Continuous Dimming to 10% or below | [23 empty] | KKKZVA | [10 empty] | 38713 | 137.77 | 281 | 6.5 | 0.98 | 3000 | 82 | [6 empty] | TRUE | [6 empty] | No | [9 empty] | AC | Product delisted 1/31/2018 relisted on 05/22/2018, Updated on 10/31/2019
Solid State Lighting | 5.1 | P4IOACGZ | Saylite/Texas Fluorescents Reinvented | Saylite | (SS,SV,SD,SM)UCLL24LY30W(D,G,DALI,DEXAL,SR)(MV or 120)40Koooo | Indoor Luminaires | Troffer | 2x4 Luminaires for Ambient Lighting of Interior Commercial Spaces |  |  |  | Premium | [16 empty] | 2021-07-29 | Yes | Continuous Dimming to 10% or below | Autani Energy Center, Avi-on, Douglas Dialog, Enlighted IOT System, Lutron- Vive, McWoing TruBlu, Nedap Luxon, Signify Easysense | Multifunction Sensor,Sensor Receptacle,Daylight Sensor,Occupancy Sensing | 0-10V Analog,DALI,DMX | Zigbee,Bluetooth,WiFi | No | No | Yes | Yes | Yes | Yes | Autani Energy Center, Avi-on, Douglas Dialog, Enlighted IOT System, Lutron- Vive, McWoing TruBlu, Nedap Luxon, Signify Easysense | No | No | No | Yes | Yes | Yes | No |  | Yes | Yes | Yes | No | JJJOWA | [10 empty] | 4660.44 | 152.352 | 30.59 | 11.2 | 0.949 | 4000 | 83 | 8 | 83 | 98 | -11 | [5 empty] | No | No | No | No | No | [9 empty] | AC |  | 120 | 277 |  |  | 4660.44 | 30.59
Solid State Lighting | 5 | P4JZ318X | Saylite/Texas Fluorescents Reinvented | Saylite | UCLL14LJ32W4300LDMV50K | Indoor Luminaires | Troffer | 1x4 Luminaires for Ambient Lighting of Interior Commercial Spaces |  |  |  | Standard | [16 empty] | 2018-07-18 | Not Yet Verified | Continuous Dimming to 10% or below | [23 empty] | ZZZBZX | [10 empty] | 4216.47 | 131.76 | 32 | 14 | 0.89 | 5000 | 82 | [13 empty] | No | [9 empty] | AC | Updated on 10/31/2019
Solid State Lighting | 5.1 | P4KCN4FP | Saylite/Texas Fluorescents Reinvented | Saylite | 4RB(421 or 501)LY30WD(D,G,DALI,DEXAL,SR)MV30Koooo | Indoor Retrofit Kit | Linear Ambient | Retrofit Kits for Direct Linear Ambient Luminaires | Luminaire Specific |  |  | Standard | [16 empty] | 2021-09-30 | Yes | Continuous Dimming to 10% or below | LLLC,Energy Monitoring,High End Trim | Multifunction Sensor, Sensor Receptacle, Daylight Sensing, Occupancy Sensing | 0-10V Analog, DALI, DMX, Phase Cut | Zigbee,Bluetooth,WiFi | No | No | Yes | Yes | Yes | Yes | Autani Energy Center, Avi-on, Douglas Dialog, Enlighted IOT System, Lutron- Vive, McWoing TruBlu, Nedap Luxon, Signify Easysense | Yes | Yes | No | Yes | Yes | Yes | Yes | No | Yes | Yes | Yes | No | RRRWGM | [10 empty] | 4848 | 158.21 | 30.64 | 10 | 0.994 | 3000 | 83 | 8 | 83 | 98 | -11 | 4 |  |  |  |  | No | No | No | No | No | [9 empty] | AC |  | 120 | 277 |  |  | 4848 | 30.64
Solid State Lighting | 5 | P4KDQRA9 | Saylite/Texas Fluorescents Reinvented | Saylite | C96LFRF24W3200LDMV50K | Indoor Luminaires | Linear Ambient | Direct Linear Ambient Luminaires |  |  |  | Standard | [16 empty] | 2017-02-03 | Yes | Continuous Dimming to 10% or below | [23 empty] | YYYBLC | [10 empty] | 3295 | 138.16 | 23.85 | 7.9 | 0.92 | 5000 | 83 |  |  |  |  | 8 | 8.0 ft | [7 empty] | No | [9 empty] | AC | Updated on 10/31/2019
Solid State Lighting | 5 | P4MCPK7W | Saylite/Texas Fluorescents Reinvented | Saylite | 131A14LF57W6400LDMV50K | Indoor Luminaires | Troffer | 1x4 Luminaires for Ambient Lighting of Interior Commercial Spaces |  |  |  | Standard | [16 empty] | 2017-02-03 | Yes | Continuous Dimming to 10% or below | [23 empty] | YYYBLB | [10 empty] | 6560 | 111.64 | 58.76 | 4.8 | 1 | 5000 | 83 | [13 empty] | No | [9 empty] | AC | Updated on 10/31/2019
Solid State Lighting | 5 | P4MPUEXZ | Saylite/Texas Fluorescents Reinvented | Saylite | C24LFRF28W3300LDMV50K | Indoor Luminaires | Linear Ambient | Direct Linear Ambient Luminaires |  |  |  | Standard | [16 empty] | 2017-03-24 | Yes | Continuous Dimming to 10% or below | [23 empty] | VAVWHV | [10 empty] | 3395 | 121.25 | 28 | 7.65 | 1 | 5000 | 83 |  |  |  |  | 2 | 2.0 ft | [7 empty] | No | [9 empty] | AC | Updated on 10/31/2019
Solid State Lighting | 5.1 | P4NEY0EU | Saylite/Texas Fluorescents Reinvented | Saylite | S24LFRY15WD(D,G,DALI,DEXAL,SR)MV30Koooo | Indoor Luminaires | Linear Ambient | Direct Linear Ambient Luminaires |  |  |  | Standard | [16 empty] | 2021-09-30 | Yes | Continuous Dimming to 10% or below | LLLC,Energy Monitoring,High End Trim | Multifunction Sensor, Sensor Receptacle, Daylight Sensing, Occupancy Sensing | 0-10V Analog, DALI, DMX, Phase Cut | Zigbee,Bluetooth,WiFi | No | No | Yes | Yes | Yes | Yes | Autani Energy Center, Avi-on, Douglas Dialog, Enlighted IOT System, Lutron- Vive, McWoing TruBlu, Nedap Luxon, Signify Easysense | Yes | Yes | No | Yes | Yes | Yes | Yes | No | Yes | Yes | Yes | No | RRRWGM | [10 empty] | 2190 | 142.6 | 15.36 | 13.4 | 0.904 | 3000 | 84 | 10 | 84 | 98 | -10 | 2 |  |  |  |  | No | No | No | No | No | [9 empty] | AC |  | 120 | 277 |  |  | 2190 | 15.36
Solid State Lighting | 5 | P4NKCPAM | Saylite/Texas Fluorescents Reinvented | Saylite | C96LFRF70W9100LDMV50K | Indoor Luminaires | Linear Ambient | Direct Linear Ambient Luminaires |  |  |  | Standard | [16 empty] | 2017-02-03 | Yes | Continuous Dimming to 10% or below | [23 empty] | YYYBLC | [10 empty] | 9320 | 133.14 | 70 | 5.14 | 1 | 5000 | 83 |  |  |  |  | 8 | 8.0 ft | [7 empty] | No | [9 empty] | AC | Updated on 10/31/2019
Solid State Lighting | 5.1 | P4NR249U | Saylite/Texas Fluorescents Reinvented | Saylite | S96LFRY80WD(D,G,DALI,DEXAL,SR)MV35Koooo | Indoor Luminaires | Linear Ambient | Direct Linear Ambient Luminaires |  |  |  | Standard | [16 empty] | 2021-09-30 | Yes | Continuous Dimming to 10% or below | LLLC,Energy Monitoring,High End Trim | Multifunction Sensor, Sensor Receptacle, Daylight Sensing, Occupancy Sensing | 0-10V Analog, DALI, DMX, Phase Cut | Zigbee,Bluetooth,WiFi | No | No | Yes | Yes | Yes | Yes | Autani Energy Center, Avi-on, Douglas Dialog, Enlighted IOT System, Lutron- Vive, McWoing TruBlu, Nedap Luxon, Signify Easysense | Yes | Yes | No | Yes | Yes | Yes | Yes | No | Yes | Yes | Yes | No | RRRWGM | [10 empty] | 11965 | 149.5 | 80 | 13.2 | 0.898 | 3500 | 84 | 9 | 83 | 98 | -11 | 8 |  |  |  |  | No | No | No | No | No | [9 empty] | AC |  | 120 | 277 |  |  | 11965 | 40
Solid State Lighting | 5.1 | P4O3WL44 | Saylite/Texas Fluorescents Reinvented | Saylite | C96LFRY40WD(D,G,DALI,DEXAL,SR)MV35Koooo | Indoor Luminaires | Linear Ambient | Direct Linear Ambient Luminaires |  |  |  | Standard | [16 empty] | 2021-09-30 | Yes | Continuous Dimming to 10% or below | LLLC,Energy Monitoring,High End Trim | Multifunction Sensor, Sensor Receptacle, Daylight Sensing, Occupancy Sensing | 0-10V Analog, DALI, DMX, Phase Cut | Zigbee,Bluetooth,WiFi | No | No | Yes | Yes | Yes | Yes | Autani Energy Center, Avi-on, Douglas Dialog, Enlighted IOT System, Lutron- Vive, McWoing TruBlu, Nedap Luxon, Signify Easysense | Yes | Yes | No | Yes | Yes | Yes | Yes | No | Yes | Yes | Yes | No | RRRWGM | [10 empty] | 6181 | 154.54 | 40 | 13.2 | 0.898 | 3500 | 84 | 9 | 83 | 98 | -11 | 8 |  |  |  |  | No | No | No | No | No | [9 empty] | AC |  | 120 | 277 |  |  | 6181 | 40
Solid State Lighting | 5.1 | P4O5EJ1P | Saylite/Texas Fluorescents Reinvented | Saylite | C96LFRY30WD(D,G,DALI,DEXAL,SR)MV50Koooo | Indoor Luminaires | Linear Ambient | Direct Linear Ambient Luminaires |  |  |  | Standard | [16 empty] | 2021-09-30 | Yes | Continuous Dimming to 10% or below | LLLC,Energy Monitoring,High End Trim | Multifunction Sensor, Sensor Receptacle, Daylight Sensing, Occupancy Sensing | 0-10V Analog, DALI, DMX, Phase Cut | Zigbee,Bluetooth,WiFi | No | No | Yes | Yes | Yes | Yes | Autani Energy Center, Avi-on, Douglas Dialog, Enlighted IOT System, Lutron- Vive, McWoing TruBlu, Nedap Luxon, Signify Easysense | Yes | Yes | No | Yes | Yes | Yes | Yes | No | Yes | Yes | Yes | No | RRRWGM | [10 empty] | 4655 | 158.24 | 29.42 | 9.4 | 0.991 | 5000 | 83 | 12 | 82 | 97 | -12 | 8 |  |  |  |  | No | No | No | No | No | [9 empty] | AC |  | 120 | 277 |  |  | 4655 | 29.42
Solid State Lighting | 5 | P4PK6GTF | Saylite/Texas Fluorescents Reinvented | Saylite | RSR48LT41W4300LDMVxxx50K | Indoor Retrofit Kit | Linear Ambient | Retrofit Kits for Direct Linear Ambient Luminaires | General Purpose |  |  | Standard | [16 empty] | 2017-06-12 | Yes | Continuous Dimming to 10% or below | [23 empty] | EAEEZR | [10 empty] | 5196 | 126.42 | 41.1 | 12 | 0.93 | 5000 | 84 | [13 empty] | No | [9 empty] | AC | Updated on 10/31/2019
Solid State Lighting | 5 | P4PYP6PZ | Saylite/Texas Fluorescents Reinvented | Saylite | CBF22LHF15W1900LDMV40K | Indoor Luminaires | Troffer | 2x2 Luminaires for Ambient Lighting of Interior Commercial Spaces |  |  |  | Premium | [16 empty] | 2017-02-03 | Yes | Continuous Dimming to 10% or below | [23 empty] | YYYBKY | [10 empty] | 1945 | 131.5 | 14.79 | 5 | 1 | 4000 | 84 | [13 empty] | No | [9 empty] | AC | Updated on 10/31/2019
Solid State Lighting | 5 | P4RWU7E5 | Saylite/Texas Fluorescents Reinvented | Saylite | C96LF97W13000LDMV50K | Indoor Luminaires | Linear Ambient | Direct Linear Ambient Luminaires |  |  |  | Standard | [16 empty] | 2017-02-03 | Yes | Continuous Dimming to 10% or below | [23 empty] | YYYBLC | [10 empty] | 13335 | 137.47 | 97 | 5.07 | 1 | 5000 | 83 |  |  |  |  | 8 | 8.0 ft | [7 empty] | No | [9 empty] | AC | Updated on 10/31/2019
Solid State Lighting | 5 | P4SCZD9N | Saylite/Texas Fluorescents Reinvented | Saylite | FPELP24LED50DMVWH40 | Indoor Luminaires | Troffer | 2x4 Luminaires for Ambient Lighting of Interior Commercial Spaces |  |  |  | Standard | [16 empty] | 2016-09-15 | No | Continuous Dimming to 10% or below | [23 empty] | WWWAMI | [10 empty] | 6250 | 125.5 | 50 | 18.35 | 0.9285 | 4000 | 82.7 | [13 empty] | No | [9 empty] | AC | X is placeholder for the edge of the pabel that doesn't affect performance, Updated on 10/31/2019
Solid State Lighting | 5 | P4TJ871E | Saylite/Texas Fluorescents Reinvented | Saylite | 22CF20W2300LW10DMV35K | Indoor Retrofit Kit | Troffer | Linear Retrofit Kits for 2x2 Luminaires | General Purpose |  |  | Standard | [16 empty] | 2017-02-03 | No | Continuous Dimming to 10% or below | [23 empty] | YYYBLD | [10 empty] | 2225 | 107 | 20.6 | 8.5 | 0.989 | 3500 | 84 | [13 empty] | No | [9 empty] | AC | Updated on 10/31/2019
Solid State Lighting | 5 | P4TP6AYN | Saylite/Texas Fluorescents Reinvented | Saylite | 131A22LJ28W3200LDMV50K | Indoor Luminaires | Troffer | 2x2 Luminaires for Ambient Lighting of Interior Commercial Spaces |  |  |  | Standard | [16 empty] | 2018-05-25 | Yes | Continuous Dimming to 10% or below | [23 empty] | LLLBNI | [10 empty] | 3240 | 116.129 | 27.9 | 8.2 | 0.95 | 5000 | 82 | [13 empty] | No | [9 empty] | AC | Updated on 10/31/2019
Solid State Lighting | 5 | P4TSEAGS | Saylite/Texas Fluorescents Reinvented | Saylite | 131A24LF48W4800LDMV50K | Indoor Luminaires | Troffer | 2x4 Luminaires for Ambient Lighting of Interior Commercial Spaces |  |  |  | Standard | [16 empty] | 2015-06-02 | No | Continuous Dimming to 10% or below | [23 empty] | KKKWMB | [10 empty] | 6077 | 127.9 | 47.5 | 4.95 | 0.997 | 5000 | 83 | [13 empty] | No | [9 empty] | AC | Updated 9/9/2016, Updated on 10/31/2019
Solid State Lighting | 5.1 | P4UZHOCF | Saylite/Texas Fluorescents Reinvented | Saylite | (SS,SV,SD,SM)UCLL14LY33W(D,G,DALI,DEXAL,SR)(MV or 120)35Koooo | Indoor Luminaires | Troffer | 1x4 Luminaires for Ambient Lighting of Interior Commercial Spaces |  |  |  | Standard | [16 empty] | 2021-07-29 | Yes | Continuous Dimming to 10% or below | Autani Energy Center, Avi-on, Douglas Dialog, Enlighted IOT System, Lutron- Vive, McWoing TruBlu, Nedap Luxon, Signify Easysense | Multifunction Sensor,Sensor Receptacle,Daylight Sensor,Occupancy Sensing | 0-10V Analog,DALI,DMX | Zigbee,Bluetooth,WiFi | No | No | Yes | Yes | Yes | Yes | Autani Energy Center, Avi-on, Douglas Dialog, Enlighted IOT System, Lutron- Vive, McWoing TruBlu, Nedap Luxon, Signify Easysense | No | No | No | Yes | Yes | Yes | No |  | Yes | Yes | Yes | No | JJJOWA | [10 empty] | 4484.71 | 135.9 | 33 | 8.2 | 0.996 | 3500 | 83 | 8 | 83 | 98 | -11 | [5 empty] | No | No | No | No | No | [9 empty] | AC |  | 120 | 277 |  |  | 4484.71 | 33
Solid State Lighting | 5 | P4VSY7HC | Saylite/Texas Fluorescents Reinvented | Fleco Industries | HIL48LX280W45000LDMV30Koooo (except WG) | Indoor Luminaires | High-Bay | High-Bay Luminaires for Commercial and Industrial Buildings |  |  |  | Premium | [16 empty] | 2020-06-23 | Yes | Continuous Dimming to 10% or below | [23 empty] | TTTVRK | [10 empty] | 44985 | 160.661 | 280 | 8.8 | 0.977 | 3000 | 83 | [13 empty] | No | [9 empty] | AC |  | 120 | 277 |  |  | 44985 | 280
Solid State Lighting | 5.1 | P4WHW7JF | Saylite/Texas Fluorescents Reinvented | Saylite | 209A96LY90WDMV40Koooo | Indoor Luminaires | Linear Ambient | Direct Linear Ambient Luminaires |  |  |  | Standard | [16 empty] | 2021-11-02 | No | Continuous Dimming to 10% or below | No Control Capability | No Sensor | 0-10V Analog | No Wireless Protocol | No | No | No | No | No | No |  | No | No | No | Yes | No | No | No | No | No | No | No | No | VVVZVR | [10 empty] | 14325 | 159.17 | 90 | 13.2 | 0.898 | 4000 | 84 | 9 | 84 | 97 | -11 | 8 | 8.0 ft |  |  |  | No | No | No | No | No | [9 empty] | AC |  | 120 | 277 |  |  | 14325 | 90
Solid State Lighting | 5.1 | P4X474NI | Saylite/Texas Fluorescents Reinvented | Saylite | 8RB(421 or 501)LY90WD(D,G,DALI,DEXAL,SR)MV50Koooo | Indoor Retrofit Kit | Linear Ambient | Retrofit Kits for Direct Linear Ambient Luminaires | Luminaire Specific |  |  | Standard | [16 empty] | 2021-09-30 | Yes | Continuous Dimming to 10% or below | LLLC,Energy Monitoring,High End Trim | Multifunction Sensor, Sensor Receptacle, Daylight Sensing, Occupancy Sensing | 0-10V Analog, DALI, DMX, Phase Cut | Zigbee,Bluetooth,WiFi | No | No | Yes | Yes | Yes | Yes | Autani Energy Center, Avi-on, Douglas Dialog, Enlighted IOT System, Lutron- Vive, McWoing TruBlu, Nedap Luxon, Signify Easysense | Yes | Yes | No | Yes | Yes | Yes | Yes | No | Yes | Yes | Yes | No | RRRWGM | [10 empty] | 14830 | 164.78 | 90 | 10 | 0.994 | 5000 | 82 | 10 | 81 | 97 | -12 | 8 |  |  |  |  | No | No | No | No | No | [9 empty] | AC |  | 120 | 277 |  |  | 14830 | 90
Solid State Lighting | 5.1 | P4XA1SCP | Saylite/Texas Fluorescents Reinvented | Saylite | S48LY45WD(D,G,DALI,DEXAL,SR)MV50Koooo | Indoor Luminaires | Linear Ambient | Direct Linear Ambient Luminaires |  |  |  | Standard | [16 empty] | 2021-09-30 | Yes | Continuous Dimming to 10% or below | LLLC,Energy Monitoring,High End Trim | Multifunction Sensor, Sensor Receptacle, Daylight Sensing, Occupancy Sensing | 0-10V Analog, DALI, DMX, Phase Cut | Zigbee,Bluetooth,WiFi | No | No | Yes | Yes | Yes | Yes | Autani Energy Center, Avi-on, Douglas Dialog, Enlighted IOT System, Lutron- Vive, McWoing TruBlu, Nedap Luxon, Signify Easysense | Yes | Yes | No | Yes | Yes | Yes | Yes | No | Yes | Yes | Yes | No | RRRWGM | [10 empty] | 7415 | 164.78 | 45 | 10 | 0.994 | 5000 | 82 | 10 | 81 | 97 | -12 | 4 |  |  |  |  | No | No | No | No | No | [9 empty] | AC |  | 120 | 277 |  |  | 7415 | 45
Solid State Lighting | 5 | P4XPF5S4 | Saylite/Texas Fluorescents Reinvented | Saylite | JSR96L68W9400LDMV35K | Indoor Luminaires | Linear Ambient | Direct Linear Ambient Luminaires |  |  |  | Standard | [16 empty] | 2016-09-30 | No | Not Dimmable | [23 empty] | WWWANL | [10 empty] | 9316 | 137 | 68 | 20 | 0.9 | 3500 | 82.1 |  |  |  |  | 8 | [8 empty] | No | [9 empty] | AC | Updated on 10/31/2019
Solid State Lighting | 5.1 | P4XQV5E1 | Saylite/Texas Fluorescents Reinvented | Saylite | 8RB(421 or 501)LY108WD(D,G,DALI,DEXAL,SR)MV35Koooo | Indoor Retrofit Kit | Linear Ambient | Retrofit Kits for Direct Linear Ambient Luminaires | Luminaire Specific |  |  | Standard | [16 empty] | 2021-09-30 | Yes | Continuous Dimming to 10% or below | LLLC,Energy Monitoring,High End Trim | Multifunction Sensor, Sensor Receptacle, Daylight Sensing, Occupancy Sensing | 0-10V Analog, DALI, DMX, Phase Cut | Zigbee,Bluetooth,WiFi | No | No | Yes | Yes | Yes | Yes | Autani Energy Center, Avi-on, Douglas Dialog, Enlighted IOT System, Lutron- Vive, McWoing TruBlu, Nedap Luxon, Signify Easysense | Yes | Yes | No | Yes | Yes | Yes | Yes | No | Yes | Yes | Yes | No | RRRWGM | [10 empty] | 16758 | 157.09 | 106.68 | 10 | 0.994 | 3500 | 83 | 7 | 83 | 98 | -11 | 8 |  |  |  |  | No | No | No | No | No | [9 empty] | AC |  | 120 | 277 |  |  | 16758 | 106.68
Solid State Lighting | 5.1 | P4Y0X4YY | Saylite/Texas Fluorescents Reinvented | Saylite | C96LFRY50WD(D,G,DALI,DEXAL,SR)MV35Koooo | Indoor Luminaires | Linear Ambient | Direct Linear Ambient Luminaires |  |  |  | Standard | [16 empty] | 2021-09-30 | Yes | Continuous Dimming to 10% or below | LLLC,Energy Monitoring,High End Trim | Multifunction Sensor, Sensor Receptacle, Daylight Sensing, Occupancy Sensing | 0-10V Analog, DALI, DMX, Phase Cut | Zigbee,Bluetooth,WiFi | No | No | Yes | Yes | Yes | Yes | Autani Energy Center, Avi-on, Douglas Dialog, Enlighted IOT System, Lutron- Vive, McWoing TruBlu, Nedap Luxon, Signify Easysense | Yes | Yes | No | Yes | Yes | Yes | Yes | No | Yes | Yes | Yes | No | RRRWGM | [10 empty] | 7706 | 154.12 | 50 | 13.2 | 0.898 | 3500 | 84 | 9 | 83 | 98 | -11 | 8 |  |  |  |  | No | No | No | No | No | [9 empty] | AC |  | 120 | 277 |  |  | 7706 | 50
Solid State Lighting | 5.1 | P4YE05K0 | Saylite/Texas Fluorescents Reinvented | Saylite | S96LY60WD(D,G,DALI,DEXAL,SR)MV30Koooo | Indoor Luminaires | Linear Ambient | Direct Linear Ambient Luminaires |  |  |  | Standard | [16 empty] | 2021-09-30 | Yes | Continuous Dimming to 10% or below | LLLC,Energy Monitoring,High End Trim | Multifunction Sensor, Sensor Receptacle, Daylight Sensing, Occupancy Sensing | 0-10V Analog, DALI, DMX, Phase Cut | Zigbee,Bluetooth,WiFi | No | No | Yes | Yes | Yes | Yes | Autani Energy Center, Avi-on, Douglas Dialog, Enlighted IOT System, Lutron- Vive, McWoing TruBlu, Nedap Luxon, Signify Easysense | Yes | Yes | No | Yes | Yes | Yes | Yes | No | Yes | Yes | Yes | No | RRRWGM | [10 empty] | 9695 | 158.21 | 61.28 | 10 | 0.994 | 3000 | 83 | 8 | 83 | 98 | -11 | 8 |  |  |  |  | No | No | No | No | No | [9 empty] | AC |  | 120 | 277 |  |  | 9695 | 61.28
Solid State Lighting | 5 | P4YO0OLQ | Saylite/Texas Fluorescents Reinvented | Fleco Industries | HILFR48LX200W30000LDMV40Koooo (except WG) | Indoor Luminaires | High-Bay | High-Bay Luminaires for Commercial and Industrial Buildings |  |  |  | Premium | [16 empty] | 2020-06-23 | Yes | Continuous Dimming to 10% or below | [23 empty] | TTTVRK | [10 empty] | 29200.4 | 146.002 | 200 | 8.45 | 0.978 | 4000 | 83 | [13 empty] | No | [9 empty] | AC |  | 120 | 277 |  |  | 29200.4 | 200
Solid State Lighting | 5.1 | P4YU2RFU | Saylite/Texas Fluorescents Reinvented | Saylite | S48LFRY20WD(D,G,DALI,DEXAL,SR)MV40Koooo | Indoor Luminaires | Linear Ambient | Direct Linear Ambient Luminaires |  |  |  | Standard | [16 empty] | 2021-09-30 | Yes | Continuous Dimming to 10% or below | LLLC,Energy Monitoring,High End Trim | Multifunction Sensor, Sensor Receptacle, Daylight Sensing, Occupancy Sensing | 0-10V Analog, DALI, DMX, Phase Cut | Zigbee,Bluetooth,WiFi | No | No | Yes | Yes | Yes | Yes | Autani Energy Center, Avi-on, Douglas Dialog, Enlighted IOT System, Lutron- Vive, McWoing TruBlu, Nedap Luxon, Signify Easysense | Yes | Yes | No | Yes | Yes | Yes | Yes | No | Yes | Yes | Yes | No | RRRWGM | [10 empty] | 3156 | 157.81 | 20 | 13.2 | 0.898 | 4000 | 84 | 9 | 83 | 98 | -11 | 4 |  |  |  |  | No | No | No | No | No | [9 empty] | AC |  | 120 | 277 |  |  | 3156 | 20
Solid State Lighting | 5 | P4Z2VACU | Saylite/Texas Fluorescents Reinvented | Fleco Industries | HILFR48LX275W40000LDMV35Koooo (except WG) | Indoor Luminaires | High-Bay | High-Bay Luminaires for Commercial and Industrial Buildings |  |  |  | Premium | [16 empty] | 2020-06-23 | Yes | Continuous Dimming to 10% or below | [23 empty] | TTTVRK | [10 empty] | 38840 | 141.236 | 275 | 7.92 | 0.978 | 3500 | 83 | [13 empty] | No | [9 empty] | AC |  | 120 | 277 |  |  | 38840 | 275
Solid State Lighting | 5 | P4ZHEJAX | Saylite/Texas Fluorescents Reinvented | Saylite | CBF14LF30W4000DMV30K [Qualified at 120V] | Indoor Luminaires | Troffer | 1x4 Luminaires for Ambient Lighting of Interior Commercial Spaces |  |  |  | Standard | [16 empty] | 2017-02-03 | Yes | Continuous Dimming to 10% or below | [23 empty] | YYYBKV | [10 empty] | 3755 | 125.17 | 30 | 8.2 | 0.99 | 3000 | 83 | [6 empty] | TRUE | [6 empty] | No | [9 empty] | AC | Updated on 10/31/2019
Solid State Lighting | 5 | P4ZWC672 | Saylite/Texas Fluorescents Reinvented | Fleco Industries | HIL24LX135W20000LDMV30Koooo (except WG) | Indoor Luminaires | High-Bay | High-Bay Luminaires for Commercial and Industrial Buildings |  |  |  | Premium | [16 empty] | 2020-06-23 | Yes | Continuous Dimming to 10% or below | [23 empty] | TTTVRK | [10 empty] | 20060 | 148.593 | 135 | 9.3 | 0.97 | 3000 | 83 | [13 empty] | No | [9 empty] | AC |  | 120 | 277 |  |  | 20060 | 135
Solid State Lighting | 5 | P508R3KG | Saylite/Texas Fluorescents Reinvented | Saylite | MFL8L45W5400LMV40K[BLANK,TR][BLANK,BK,WH,GY] | Outdoor Luminaires | Mid Output | Architectural Flood and Spot Luminaires |  |  |  | Standard | [16 empty] | 2019-02-07 | No | Not Dimmable | [23 empty] | VVVXVS | 7 | 7 | [8 empty] | 5400 | 120 | 45 | 17 | 0.9 | 4000 | 70 | [13 empty] | No | [9 empty] | AC | Updated on 11/19/2018, Updated on 10/31/2019
Solid State Lighting | 5.1 | P5282HY0 | Saylite/Texas Fluorescents Reinvented | Saylite | C48LY20WD(D,G,DALI,DEXAL,SR)MV40Koooo | Indoor Luminaires | Linear Ambient | Direct Linear Ambient Luminaires |  |  |  | Standard | [16 empty] | 2021-09-30 | Yes | Continuous Dimming to 10% or below | LLLC,Energy Monitoring,High End Trim | Multifunction Sensor, Sensor Receptacle, Daylight Sensing, Occupancy Sensing | 0-10V Analog, DALI, DMX, Phase Cut | Zigbee,Bluetooth,WiFi | No | No | Yes | Yes | Yes | Yes | Autani Energy Center, Avi-on, Douglas Dialog, Enlighted IOT System, Lutron- Vive, McWoing TruBlu, Nedap Luxon, Signify Easysense | Yes | Yes | No | Yes | Yes | Yes | Yes | No | Yes | Yes | Yes | No | RRRWGM | [10 empty] | 3403 | 170.17 | 20 | 13.2 | 0.898 | 4000 | 84 | 9 | 83 | 98 | -11 | 4 |  |  |  |  | No | No | No | No | No | [9 empty] | AC |  | 120 | 277 |  |  | 3403 | 20
Solid State Lighting | 5.1 | P568O7MV | Saylite/Texas Fluorescents Reinvented | Saylite | C48LY40WD(D,G,DALI,DEXAL,SR)MV35Koooo | Indoor Luminaires | Linear Ambient | Direct Linear Ambient Luminaires |  |  |  | Standard | [16 empty] | 2021-09-30 | Yes | Continuous Dimming to 10% or below | LLLC,Energy Monitoring,High End Trim | Multifunction Sensor, Sensor Receptacle, Daylight Sensing, Occupancy Sensing | 0-10V Analog, DALI, DMX, Phase Cut | Zigbee,Bluetooth,WiFi | No | No | Yes | Yes | Yes | Yes | Autani Energy Center, Avi-on, Douglas Dialog, Enlighted IOT System, Lutron- Vive, McWoing TruBlu, Nedap Luxon, Signify Easysense | Yes | Yes | No | Yes | Yes | Yes | Yes | No | Yes | Yes | Yes | No | RRRWGM | [10 empty] | 6514 | 162.85 | 40 | 10 | 0.994 | 3500 | 83 | 8 | 83 | 98 | -11 | 4 |  |  |  |  | No | No | No | No | No | [9 empty] | AC |  | 120 | 277 |  |  | 6514 | 40
Solid State Lighting | 5 | P56B61WT | Saylite/Texas Fluorescents Reinvented | Saylite | C96LFRF57W7100LDMV50K | Indoor Luminaires | Linear Ambient | Direct Linear Ambient Luminaires |  |  |  | Standard | [16 empty] | 2017-02-03 | Yes | Continuous Dimming to 10% or below | [23 empty] | YYYBLC | [10 empty] | 7330 | 124.55 | 58.85 | 5.14 | 1 | 5000 | 83 |  |  |  |  | 8 | 8.0 ft | [7 empty] | No | [9 empty] | AC | Updated on 10/31/2019
Solid State Lighting | 5.1 | P56J54RW | Saylite/Texas Fluorescents Reinvented | Saylite | CITE96LFRY70WDMV35K | Indoor Luminaires | Linear Ambient | Direct Linear Ambient Luminaires |  |  |  | Standard | [16 empty] | 2021-04-28 | Yes | Continuous Dimming to 10% or below | Energy Monitoring, High-end Trim, Autani Energy Center, Avi-on, Douglas Dialog, Enlighted IOT System, Lutron- Vive, McWoing TruBlu, Nedap Luxon, Signify Easysense | Daylight Sensor, Occupancy Sensor, Multifunction Sensor, Integral Sensor Receptacle | 0-10V Analog,DALI,DMX | Zigbee, Bluetooth, Wifi | No | No | Yes | Yes | Yes | Yes | Autani Energy Center, Avi-on, Douglas Dialog, Enlighted IOT System, Lutron- Vive, McWoing TruBlu, Nedap Luxon, Signify Easysense | Yes | Yes | No | Yes | Yes | Yes | No | No | Yes | Yes | Yes |  | BBBFSF | [10 empty] | 10746.8 | 153.526 | 70 | 9.5 | 0.902 | 3500 | 84 | 10 | 84 | 98 | -11 | 8 | 8.0 ft |  |  |  | No | No | No | No | No | [9 empty] | AC |  | 120 | 277 |  |  | 10746.8 | 70
Solid State Lighting | 5.1 | P59WRZAE | Saylite/Texas Fluorescents Reinvented | Saylite | 2RB(421 or 501)LY33WD(D,G,DALI,DEXAL,SR)MV35Koooo | Indoor Retrofit Kit | Linear Ambient | Retrofit Kits for Direct Linear Ambient Luminaires | Luminaire Specific |  |  | Standard | [16 empty] | 2021-09-30 | Yes | Continuous Dimming to 10% or below | LLLC,Energy Monitoring,High End Trim | Multifunction Sensor, Sensor Receptacle, Daylight Sensing, Occupancy Sensing | 0-10V Analog, DALI, DMX, Phase Cut | Zigbee,Bluetooth,WiFi | No | No | Yes | Yes | Yes | Yes | Autani Energy Center, Avi-on, Douglas Dialog, Enlighted IOT System, Lutron- Vive, McWoing TruBlu, Nedap Luxon, Signify Easysense | Yes | Yes | No | Yes | Yes | Yes | Yes | No | Yes | Yes | Yes | No | RRRWGM | [10 empty] | 5076 | 153.81 | 33 | 13.3 | 0.905 | 3500 | 84 | 9 | 84 | 98 | -11 | 2 |  |  |  |  | No | No | No | No | No | [9 empty] | AC |  | 120 | 277 |  |  | 5076 | 33
Solid State Lighting | 5.1 | P59ZT5MV | Saylite/Texas Fluorescents Reinvented | Saylite | C96LY80WD(D,G,DALI,DEXAL,SR)MV40Koooo | Indoor Luminaires | Linear Ambient | Direct Linear Ambient Luminaires |  |  |  | Standard | [16 empty] | 2021-09-30 | Yes | Continuous Dimming to 10% or below | LLLC,Energy Monitoring,High End Trim | Multifunction Sensor, Sensor Receptacle, Daylight Sensing, Occupancy Sensing | 0-10V Analog, DALI, DMX, Phase Cut | Zigbee,Bluetooth,WiFi | No | No | Yes | Yes | Yes | Yes | Autani Energy Center, Avi-on, Douglas Dialog, Enlighted IOT System, Lutron- Vive, McWoing TruBlu, Nedap Luxon, Signify Easysense | Yes | Yes | No | Yes | Yes | Yes | Yes | No | Yes | Yes | Yes | No | RRRWGM | [10 empty] | 13304 | 166.3 | 80 | 10 | 0.994 | 4000 | 83 | 8 | 83 | 98 | -11 | 8 |  |  |  |  | No | No | No | No | No | [9 empty] | AC |  | 120 | 277 |  |  | 13304 | 80
Solid State Lighting | 5 | P5A4K1KQ | Saylite/Texas Fluorescents Reinvented | Saylite | 131A22LF20W2300LDMV30K | Indoor Luminaires | Troffer | 2x2 Luminaires for Ambient Lighting of Interior Commercial Spaces |  |  | TRUE | Standard |  |  | 2170 | 105.3 | 20.6 | 8.2 | 0.924 | 3128 | 84 | [5 empty] | 5 | 50000 | 2017-02-03 | No | Continuous Dimming to 10% or below | [23 empty] | YYYBLD | [10 empty] | 2170 | 105.3 | 20.6 | 8.5 | 0.989 | 3000 | 84 | [6 empty] | TRUE | [6 empty] | No | [9 empty] | AC | Updated on 10/31/2019
Solid State Lighting | 5 | P5A56Y7K | Saylite/Texas Fluorescents Reinvented | Saylite | HBC48LN216W30000LA10DMVxxx40Koooo | Indoor Luminaires | High-Bay | High-Bay Luminaires for Commercial and Industrial Buildings |  |  |  | Standard | [16 empty] | 2017-03-15 | Yes | Continuous Dimming to 10% or below | [23 empty] | LLLBCJ | [10 empty] | 28320 | 133.58 | 212 | 6.2 | 0.96 | 4000 | 83 | [13 empty] | No | [9 empty] | AC | Updated on 10/31/2019
Solid State Lighting | 5 | P5AXQG4Y | Saylite/Texas Fluorescents Reinvented | Saylite | 131A14LF22W2800LDMV40K | Indoor Luminaires | Troffer | 1x4 Luminaires for Ambient Lighting of Interior Commercial Spaces |  |  |  | Standard | [16 empty] | 2017-02-03 | Yes | Continuous Dimming to 10% or below | [23 empty] | YYYBLB | [10 empty] | 2810 | 123.3 | 22.79 | 8.4 | 0.99 | 4000 | 83 | [13 empty] | No | [9 empty] | AC | Updated on 10/31/2019
Solid State Lighting | 5.1 | P5DOHDRR | Saylite/Texas Fluorescents Reinvented | Saylite | C48LFRY40WD(D,G,DALI,DEXAL,SR)MV35Koooo | Indoor Luminaires | Linear Ambient | Direct Linear Ambient Luminaires |  |  |  | Standard | [16 empty] | 2021-09-30 | Yes | Continuous Dimming to 10% or below | LLLC,Energy Monitoring,High End Trim | Multifunction Sensor, Sensor Receptacle, Daylight Sensing, Occupancy Sensing | 0-10V Analog, DALI, DMX, Phase Cut | Zigbee,Bluetooth,WiFi | No | No | Yes | Yes | Yes | Yes | Autani Energy Center, Avi-on, Douglas Dialog, Enlighted IOT System, Lutron- Vive, McWoing TruBlu, Nedap Luxon, Signify Easysense | Yes | Yes | No | Yes | Yes | Yes | Yes | No | Yes | Yes | Yes | No | RRRWGM | [10 empty] | 5982 | 149.56 | 40 | 13.2 | 0.898 | 3500 | 84 | 9 | 83 | 98 | -11 | 4 |  |  |  |  | No | No | No | No | No | [9 empty] | AC |  | 120 | 277 |  |  | 5982 | 40
Solid State Lighting | 5.1 | P5DSBS3B | Saylite/Texas Fluorescents Reinvented | Saylite | S24LFRY20WD(D,G,DALI,DEXAL,SR)MV30Koooo | Indoor Luminaires | Linear Ambient | Direct Linear Ambient Luminaires |  |  |  | Standard | [16 empty] | 2021-09-30 | Yes | Continuous Dimming to 10% or below | LLLC,Energy Monitoring,High End Trim | Multifunction Sensor, Sensor Receptacle, Daylight Sensing, Occupancy Sensing | 0-10V Analog, DALI, DMX, Phase Cut | Zigbee,Bluetooth,WiFi | No | No | Yes | Yes | Yes | Yes | Autani Energy Center, Avi-on, Douglas Dialog, Enlighted IOT System, Lutron- Vive, McWoing TruBlu, Nedap Luxon, Signify Easysense | Yes | Yes | No | Yes | Yes | Yes | Yes | No | Yes | Yes | Yes | No | RRRWGM | [10 empty] | 2805 | 140.24 | 20 | 13.4 | 0.904 | 3000 | 84 | 10 | 84 | 98 | -10 | 2 |  |  |  |  | No | No | No | No | No | [9 empty] | AC |  | 120 | 277 |  |  | 2805 | 20
Solid State Lighting | 5 | P5E0ZER7 | Saylite/Texas Fluorescents Reinvented | Fleco Industries | HIL48LX280W45000LDMV35Koooo (except WG) | Indoor Luminaires | High-Bay | High-Bay Luminaires for Commercial and Industrial Buildings |  |  |  | Premium | [16 empty] | 2020-06-23 | Yes | Continuous Dimming to 10% or below | [23 empty] | TTTVRK | [10 empty] | 46090 | 164.607 | 280 | 8.8 | 0.977 | 3500 | 83 | [13 empty] | No | [9 empty] | AC |  | 120 | 277 |  |  | 46090 | 280
Solid State Lighting | 5 | P5EJYBZ6 | Saylite/Texas Fluorescents Reinvented | Saylite | UCLL14LJ32W4300LDMV30K | Indoor Luminaires | Troffer | 1x4 Luminaires for Ambient Lighting of Interior Commercial Spaces |  |  | TRUE | Standard |  |  | 4070 | 126 | 32.3 | 11 | 0.94 | 3060 | 83.2 | [5 empty] | 5 | 50000 | 2018-07-18 | Not Yet Verified | Continuous Dimming to 10% or below | [23 empty] | ZZZBZX | [10 empty] | 4216.47 | 131.76 | 32 | 14 | 0.89 | 3000 | 82 | [6 empty] | TRUE | [6 empty] | No | [9 empty] | AC | Updated on 10/31/2019
Solid State Lighting | 5 | P5EVAK7Z | Saylite/Texas Fluorescents Reinvented | Saylite | 131A24LF45W5500LDMV40K | Indoor Luminaires | Troffer | 2x4 Luminaires for Ambient Lighting of Interior Commercial Spaces |  |  |  | Standard | [16 empty] | 2016-09-09 | No | Continuous Dimming to 10% or below | [23 empty] | KKKWMB | [10 empty] | 5501 | 125.3 | 43.9 | 4.95 | 1 | 4000 | 83 | [13 empty] | No | [9 empty] | AC | Updated on 10/31/2019
Solid State Lighting | 5.1 | P5FFMHCN | Saylite/Texas Fluorescents Reinvented | Saylite | C48LFRY54WD(D,G,DALI,DEXAL,SR)MV50Koooo | Indoor Luminaires | Linear Ambient | Direct Linear Ambient Luminaires |  |  |  | Standard | [16 empty] | 2021-09-30 | Yes | Continuous Dimming to 10% or below | LLLC,Energy Monitoring,High End Trim | Multifunction Sensor, Sensor Receptacle, Daylight Sensing, Occupancy Sensing | 0-10V Analog, DALI, DMX, Phase Cut | Zigbee,Bluetooth,WiFi | No | No | Yes | Yes | Yes | Yes | Autani Energy Center, Avi-on, Douglas Dialog, Enlighted IOT System, Lutron- Vive, McWoing TruBlu, Nedap Luxon, Signify Easysense | Yes | Yes | No | Yes | Yes | Yes | Yes | No | Yes | Yes | Yes | No | RRRWGM | [10 empty] | 7958 | 149.19 | 53.34 | 13.2 | 0.898 | 5000 | 83 | 12 | 82 | 97 | -12 | 4 |  |  |  |  | No | No | No | No | No | [9 empty] | AC |  | 120 | 277 |  |  | 7958 | 53.34
Solid State Lighting | 5.1 | P5GFU7G2 | Saylite/Texas Fluorescents Reinvented | Saylite | 207A248LY30WDMV30Koooo | Indoor Luminaires | Linear Ambient | Direct Linear Ambient Luminaires |  |  |  | Standard | [16 empty] | 2021-11-02 | No | Continuous Dimming to 10% or below | No Control Capability | No Sensor | 0-10V Analog | No Wireless Protocol | No | No | No | No | No | No |  | No | No | No | Yes | No | No | No | No | No | No | No | No | VVVZVR | [10 empty] | 4669 | 152.97 | 30.5 | 9.2 | 0.916 | 3000 | 84 | 9 | 84 | 97 | -11 | 4 | 4.0 ft |  |  |  | No | No | No | No | No | [9 empty] | AC |  | 120 | 277 |  |  | 4669 | 30.5
Solid State Lighting | 5 | P5J9DLWN | Saylite/Texas Fluorescents Reinvented | Saylite | 131A14LJ28W3500LDMV50K | Indoor Luminaires | Troffer | 1x4 Luminaires for Ambient Lighting of Interior Commercial Spaces |  |  |  | Standard | [16 empty] | 2018-05-25 | Yes | Continuous Dimming to 10% or below | [23 empty] | LLLBNI | [10 empty] | 3496 | 126.209 | 27.7 | 4.9 | 0.97 | 5000 | 83 | [13 empty] | No | [9 empty] | AC | Updated on 10/31/2019
Solid State Lighting | 5 | P5K65URG | Saylite/Texas Fluorescents Reinvented | Saylite | 22CJ40W4500LW10DMV50K | Indoor Retrofit Kit | Troffer | Linear Retrofit Kits for 2x2 Luminaires | General Purpose |  |  | Standard | [16 empty] | 2018-05-25 | Yes | Continuous Dimming to 10% or below | [23 empty] | LLLBNI | [10 empty] | 4503 | 109.562 | 41.1 | 8.2 | 0.95 | 5000 | 82 | [13 empty] | No | [9 empty] | AC | Updated on 10/31/2019
Solid State Lighting | 5 | P5KQRUKC | Saylite/Texas Fluorescents Reinvented | Saylite | 131A14LJ57W6600LDMV35K | Indoor Luminaires | Troffer | 1x4 Luminaires for Ambient Lighting of Interior Commercial Spaces |  |  |  | Standard | [16 empty] | 2018-05-25 | Yes | Continuous Dimming to 10% or below | [23 empty] | LLLBNI | [10 empty] | 6509 | 116.44 | 55.9 | 4.9 | 0.97 | 3500 | 83 | [13 empty] | No | [9 empty] | AC | Updated on 10/31/2019
Solid State Lighting | 5 | P5KW84WC | Saylite/Texas Fluorescents Reinvented | Saylite | UCLL22LF24W3000LDMV50K(WP,EM) | Indoor Luminaires | Troffer | 2x2 Luminaires for Ambient Lighting of Interior Commercial Spaces |  |  |  | Standard | [16 empty] | 2015-10-15 | Yes | Continuous Dimming to 10% or below | [23 empty] | KKKYHA | [10 empty] | 3100 | 129 | 24 | 9.2 | 0.954 | 5000 | 83 | [13 empty] | No | [9 empty] | AC | Product de-listed on 4/1/2017, re-listed on 05/09/2018 due to update, Updated on 10/31/2019
Solid State Lighting | 5.1 | P5L5DTKU | Saylite/Texas Fluorescents Reinvented | Saylite | C48LY30WD(D,G,DALI,DEXAL,SR)MV40Koooo | Indoor Luminaires | Linear Ambient | Direct Linear Ambient Luminaires |  |  |  | Standard | [16 empty] | 2021-09-30 | Yes | Continuous Dimming to 10% or below | LLLC,Energy Monitoring,High End Trim | Multifunction Sensor, Sensor Receptacle, Daylight Sensing, Occupancy Sensing | 0-10V Analog, DALI, DMX, Phase Cut | Zigbee,Bluetooth,WiFi | No | No | Yes | Yes | Yes | Yes | Autani Energy Center, Avi-on, Douglas Dialog, Enlighted IOT System, Lutron- Vive, McWoing TruBlu, Nedap Luxon, Signify Easysense | Yes | Yes | No | Yes | Yes | Yes | Yes | No | Yes | Yes | Yes | No | RRRWGM | [10 empty] | 5189 | 169.34 | 30.64 | 10 | 0.994 | 4000 | 83 | 8 | 83 | 98 | -11 | 4 |  |  |  |  | No | No | No | No | No | [9 empty] | AC |  | 120 | 277 |  |  | 5189 | 30.64
Solid State Lighting | 5.1 | P5LI85II | Saylite/Texas Fluorescents Reinvented | Saylite | S96LY90WD(D,G,DALI,DEXAL,SR)MV40Koooo | Indoor Luminaires | Linear Ambient | Direct Linear Ambient Luminaires |  |  |  | Standard | [16 empty] | 2021-09-30 | Yes | Continuous Dimming to 10% or below | LLLC,Energy Monitoring,High End Trim | Multifunction Sensor, Sensor Receptacle, Daylight Sensing, Occupancy Sensing | 0-10V Analog, DALI, DMX, Phase Cut | Zigbee,Bluetooth,WiFi | No | No | Yes | Yes | Yes | Yes | Autani Energy Center, Avi-on, Douglas Dialog, Enlighted IOT System, Lutron- Vive, McWoing TruBlu, Nedap Luxon, Signify Easysense | Yes | Yes | No | Yes | Yes | Yes | Yes | No | Yes | Yes | Yes | No | RRRWGM | [10 empty] | 14830 | 164.78 | 90 | 10 | 0.994 | 4000 | 83 | 8 | 83 | 98 | -11 | 8 |  |  |  |  | No | No | No | No | No | [9 empty] | AC |  | 120 | 277 |  |  | 14830 | 90
Solid State Lighting | 5.1 | P5MW5BD1 | Saylite/Texas Fluorescents Reinvented | Saylite | 207A248LY45WDMV40Koooo | Indoor Luminaires | Linear Ambient | Direct Linear Ambient Luminaires |  |  |  | Standard | [16 empty] | 2021-11-02 | No | Continuous Dimming to 10% or below | No Control Capability | No Sensor | 0-10V Analog | No Wireless Protocol | No | No | No | No | No | No |  | No | No | No | Yes | No | No | No | No | No | No | No | No | VVVZVR | [10 empty] | 7137 | 158.59 | 45 | 13.2 | 0.898 | 4000 | 84 | 9 | 84 | 97 | -11 | 4 | 4.0 ft |  |  |  | No | No | No | No | No | [9 empty] | AC |  | 120 | 277 |  |  | 7137 | 45
Solid State Lighting | 5.1 | P5O3PI26 | Saylite/Texas Fluorescents Reinvented | Saylite | C48LFRY15WD(D,G,DALI,DEXAL,SR)MV35Koooo | Indoor Luminaires | Linear Ambient | Direct Linear Ambient Luminaires |  |  |  | Standard | [16 empty] | 2021-09-30 | Yes | Continuous Dimming to 10% or below | LLLC,Energy Monitoring,High End Trim | Multifunction Sensor, Sensor Receptacle, Daylight Sensing, Occupancy Sensing | 0-10V Analog, DALI, DMX, Phase Cut | Zigbee,Bluetooth,WiFi | No | No | Yes | Yes | Yes | Yes | Autani Energy Center, Avi-on, Douglas Dialog, Enlighted IOT System, Lutron- Vive, McWoing TruBlu, Nedap Luxon, Signify Easysense | Yes | Yes | No | Yes | Yes | Yes | Yes | No | Yes | Yes | Yes | No | RRRWGM | [10 empty] | 2279 | 154.96 | 14.71 | 13.2 | 0.898 | 3500 | 84 | 9 | 83 | 98 | -11 | 4 |  |  |  |  | No | No | No | No | No | [9 empty] | AC |  | 120 | 277 |  |  | 2279 | 14.71
Solid State Lighting | 5.1 | P5OQ2RBJ | Saylite/Texas Fluorescents Reinvented | Saylite | CITE96LFRY50WDMV50K | Indoor Luminaires | Linear Ambient | Direct Linear Ambient Luminaires |  |  |  | Standard | [16 empty] | 2021-04-28 | Yes | Continuous Dimming to 10% or below | Energy Monitoring, High-end Trim, Autani Energy Center, Avi-on, Douglas Dialog, Enlighted IOT System, Lutron- Vive, McWoing TruBlu, Nedap Luxon, Signify Easysense | Daylight Sensor, Occupancy Sensor, Multifunction Sensor, Integral Sensor Receptacle | 0-10V Analog,DALI,DMX | Zigbee, Bluetooth, Wifi | No | No | Yes | Yes | Yes | Yes | Autani Energy Center, Avi-on, Douglas Dialog, Enlighted IOT System, Lutron- Vive, McWoing TruBlu, Nedap Luxon, Signify Easysense | Yes | Yes | No | Yes | Yes | Yes | No | No | Yes | Yes | Yes |  | BBBFSF | [10 empty] | 7989.73 | 159.795 | 50 | 9.5 | 0.902 | 5000 | 82 | 11 | 82 | 97 | -12 | 8 | 8.0 ft |  |  |  | No | No | No | No | No | [9 empty] | AC |  | 120 | 277 |  |  | 7989.73 | 50
Solid State Lighting | 5.1 | P5OY186N | Saylite/Texas Fluorescents Reinvented | Saylite | HBC48LB216W33000LA10DHV50Koooo(not WG) | Indoor Luminaires | High-Bay | High-Bay Luminaires for Commercial and Industrial Buildings |  |  | TRUE | Standard |  | 480 | 33641.3 | 158.5 | 212.25 | 15.7 | 0.927 | 5053 | 83 | 11 | 81 | 94 | -12 | 0.0022 | 5 | 50000 | 2021-05-10 | Yes | Continuous Dimming to 10% or below | No Control Capability | Daylight Sensor;Occupancy Sensor;Multifunction Sensor | 0-10V |  | No | No | Yes | No | Yes | Yes |  | No | No | No | Yes | No | No | No | [5 empty] | CCCHOB | [10 empty] | 33641.3 | 158.5 | 212.3 | 15.7 | 0.927 | 5000 | 83 | 11 | 81 | 94 | -12 | [5 empty] | No | No | No | No | No | [9 empty] | AC |  | 347 | 480 |  |  | 33641.3 | 212.3
Solid State Lighting | 5 | P5POVB03 | Saylite/Texas Fluorescents Reinvented | Saylite | 14CJ48W5800LW10DMV35K | Indoor Retrofit Kit | Troffer | Linear Retrofit Kits for 1x4 Luminaires | General Purpose |  |  | Standard | [16 empty] | 2018-05-25 | Yes | Continuous Dimming to 10% or below | [23 empty] | LLLBNI | [10 empty] | 5711 | 119.228 | 47.9 | 4.9 | 0.97 | 3500 | 83 | [13 empty] | No | [9 empty] | AC | Updated on 10/31/2019
Solid State Lighting | 5 | P5QK64BL | Saylite/Texas Fluorescents Reinvented | Fleco Industries | HILFR48LX200W30000LDMV35Koooo (except WG) | Indoor Luminaires | High-Bay | High-Bay Luminaires for Commercial and Industrial Buildings |  |  |  | Premium | [16 empty] | 2020-06-23 | Yes | Continuous Dimming to 10% or below | [23 empty] | TTTVRK | [10 empty] | 28810 | 144.05 | 200 | 8.45 | 0.978 | 3500 | 83 | [13 empty] | No | [9 empty] | AC |  | 120 | 277 |  |  | 28810 | 200
Solid State Lighting | 5.1 | P5RAO30L | Saylite/Texas Fluorescents Reinvented | Saylite | 200A296LY50WDMV30Koooo | Indoor Luminaires | Linear Ambient | Direct Linear Ambient Luminaires |  |  |  | Standard | [16 empty] | 2021-11-02 | No | Continuous Dimming to 10% or below | No Control Capability | No Sensor | 0-10V Analog | No Wireless Protocol | No | No | No | No | No | No |  | No | No | No | Yes | No | No | No | No | No | No | No | No | VVVZVR | [10 empty] | 7687 | 153.74 | 50 | 9.2 | 0.916 | 3000 | 84 | 10 | 84 | 97 | -11 | 8 | 8.0 ft |  |  |  | No | No | No | No | No | [9 empty] | AC |  | 120 | 277 |  |  | 7687 | 50
Solid State Lighting | 5 | P5SQERPV | Saylite/Texas Fluorescents Reinvented | Saylite | 22CJ28W3200LW10DMV35K | Indoor Retrofit Kit | Troffer | Linear Retrofit Kits for 2x2 Luminaires | General Purpose |  |  | Standard | [16 empty] | 2018-05-25 | Yes | Continuous Dimming to 10% or below | [23 empty] | LLLBNI | [10 empty] | 3173 | 113.728 | 27.9 | 8.2 | 0.95 | 3500 | 82 | [13 empty] | No | [9 empty] | AC | Updated on 10/31/2019
Solid State Lighting | 5 | P5UE6JRZ | Saylite/Texas Fluorescents Reinvented | Saylite | DFUCLL24LF28W3900LDMV40K | Indoor Retrofit Kit | Troffer | Integrated Retrofit Kits for 2x4 Luminaires | General Purpose |  |  | Premium | [16 empty] | 2017-03-24 | Yes | Continuous Dimming to 10% or below | [23 empty] | VAVWHZ | [10 empty] | 3935 | 143 | 27.35 | 5.6 | 1 | 4000 | 84 | [13 empty] | No | [9 empty] | AC | Updated on 10/31/2019
Solid State Lighting | 5 | P5UFT2B6 | Saylite/Texas Fluorescents Reinvented | Saylite | 209A48LF32W3450LDMV40K | Indoor Luminaires | Troffer | 1x4 Luminaires for Ambient Lighting of Interior Commercial Spaces |  |  |  | Standard | [16 empty] | 2015-08-24 | Not Yet Verified | Continuous Dimming to 10% or below | [23 empty] | UUUUTB | [10 empty] | 3818 | 109 | 35 | 20 | 0.9 | 4000 | 85 | [13 empty] | No | [9 empty] | AC | Updated on 10/31/2019
Solid State Lighting | 5 | P5UK6E6X | Saylite/Texas Fluorescents Reinvented | Fleco Industries | HILFR48LX170W25000LDMV35Koooo (except WG) | Indoor Luminaires | High-Bay | High-Bay Luminaires for Commercial and Industrial Buildings |  |  |  | Premium | [16 empty] | 2020-06-23 | Yes | Continuous Dimming to 10% or below | [23 empty] | TTTVRK | [10 empty] | 24665 | 145.088 | 170 | 8.69 | 0.977 | 3500 | 83 | [13 empty] | No | [9 empty] | AC |  | 120 | 277 |  |  | 24665 | 170
Solid State Lighting | 5.1 | P5UO2X5A | Saylite/Texas Fluorescents Reinvented | Saylite | RKCIT48LY52WDMV40K | Indoor Retrofit Kit | Linear Ambient | Retrofit Kits for Direct Linear Ambient Luminaires | Luminaire Specific |  |  | Standard | [16 empty] | 2021-04-28 | Yes | Continuous Dimming to 10% or below | Energy Monitoring, High-end Trim, Autani Energy Center, Avi-on, Douglas Dialog, Enlighted IOT System, Lutron- Vive, McWoing TruBlu, Nedap Luxon, Signify Easysense | Daylight Sensor, Occupancy Sensor, Multifunction Sensor, Integral Sensor Receptacle | 0-10V Analog,DALI,DMX | Zigbee, Bluetooth, Wifi | No | No | Yes | Yes | Yes | Yes | Autani Energy Center, Avi-on, Douglas Dialog, Enlighted IOT System, Lutron- Vive, McWoing TruBlu, Nedap Luxon, Signify Easysense | Yes | Yes | No | Yes | Yes | Yes | No | No | Yes | Yes | Yes |  | BBBFSF | [10 empty] | 7583.9 | 145.844 | 52 | 9.5 | 0.902 | 4000 | 84 | 10 | 84 | 98 | -11 | 4 | 4.0 ft |  |  |  | No | No | No | No | No | [9 empty] | AC |  | 120 | 277 |  |  | 7583.9 | 52
Solid State Lighting | 5 | P5UU7YFO | Saylite/Texas Fluorescents Reinvented | Fleco Industries | HIL48LX231W35000LDMV40Koooo (except WG) | Indoor Luminaires | High-Bay | High-Bay Luminaires for Commercial and Industrial Buildings |  |  |  | Premium | [16 empty] | 2020-06-23 | Yes | Continuous Dimming to 10% or below | [23 empty] | TTTVRK | [10 empty] | 37795 | 163.615 | 231 | 8.1 | 0.978 | 4000 | 83 | [13 empty] | No | [9 empty] | AC |  | 120 | 277 |  |  | 37795 | 231
Solid State Lighting | 5 | P5WH3PQV | Saylite/Texas Fluorescents Reinvented | Saylite | JSR48L40W5400LDMV40K | Indoor Luminaires | Linear Ambient | Direct Linear Ambient Luminaires |  |  |  | Standard | [16 empty] | 2016-09-30 | No | Not Dimmable | [23 empty] | WWWANL | [10 empty] | 5389 | 133.6 | 40.33 | 20 | 0.9 | 4000 | 82.1 |  |  |  |  | 4 | 4.0 ft | [7 empty] | No | [9 empty] | AC | Updated on 10/31/2019
Solid State Lighting | 5.1 | P5Y9Z7EY | Saylite/Texas Fluorescents Reinvented | Saylite | C24LFRY33WD(D,G,DALI,DEXAL,SR)MV30Koooo | Indoor Luminaires | Linear Ambient | Direct Linear Ambient Luminaires |  |  |  | Standard | [16 empty] | 2021-09-30 | Yes | Continuous Dimming to 10% or below | LLLC,Energy Monitoring,High End Trim | Multifunction Sensor, Sensor Receptacle, Daylight Sensing, Occupancy Sensing | 0-10V Analog, DALI, DMX, Phase Cut | Zigbee,Bluetooth,WiFi | No | No | Yes | Yes | Yes | Yes | Autani Energy Center, Avi-on, Douglas Dialog, Enlighted IOT System, Lutron- Vive, McWoing TruBlu, Nedap Luxon, Signify Easysense | Yes | Yes | No | Yes | Yes | Yes | Yes | No | Yes | Yes | Yes | No | RRRWGM | [10 empty] | 4470 | 135.46 | 33 | 9.4 | 0.991 | 3000 | 84 | 9 | 83 | 98 | -11 | 2 |  |  |  |  | No | No | No | No | No | [9 empty] | AC |  | 120 | 277 |  |  | 4470 | 33
Solid State Lighting | 5.1 | P5YHFW2D | Saylite/Texas Fluorescents Reinvented | Saylite | C48LY15WD(D,G,DALI,DEXAL,SR)MV30Koooo | Indoor Luminaires | Linear Ambient | Direct Linear Ambient Luminaires |  |  |  | Standard | [16 empty] | 2021-09-30 | Yes | Continuous Dimming to 10% or below | LLLC,Energy Monitoring,High End Trim | Multifunction Sensor, Sensor Receptacle, Daylight Sensing, Occupancy Sensing | 0-10V Analog, DALI, DMX, Phase Cut | Zigbee,Bluetooth,WiFi | No | No | Yes | Yes | Yes | Yes | Autani Energy Center, Avi-on, Douglas Dialog, Enlighted IOT System, Lutron- Vive, McWoing TruBlu, Nedap Luxon, Signify Easysense | Yes | Yes | No | Yes | Yes | Yes | Yes | No | Yes | Yes | Yes | No | RRRWGM | [10 empty] | 2345 | 159.39 | 14.71 | 13.2 | 0.898 | 3000 | 84 | 9 | 83 | 98 | -11 | 4 |  |  |  |  | No | No | No | No | No | [9 empty] | AC |  | 120 | 277 |  |  | 2345 | 14.71
Solid State Lighting | 5 | P5YSU1O8 | Saylite/Texas Fluorescents Reinvented | Fleco Industries | HILFR48LX340W50000LDMV35Koooo (except WG) | Indoor Luminaires | High-Bay | High-Bay Luminaires for Commercial and Industrial Buildings |  |  |  | Premium | [16 empty] | 2020-06-23 | Yes | Continuous Dimming to 10% or below | [23 empty] | TTTVRK | [10 empty] | 48790 | 143.5 | 340 | 9.71 | 0.975 | 3500 | 83 | [13 empty] | No | [9 empty] | AC |  | 120 | 277 |  |  | 48790 | 340
Solid State Lighting | 5.1 | P5Z7UGVV | Saylite/Texas Fluorescents Reinvented | Saylite | 200A296LY40WDMV30Koooo | Indoor Luminaires | Linear Ambient | Direct Linear Ambient Luminaires |  |  |  | Standard | [16 empty] | 2021-11-02 | No | Continuous Dimming to 10% or below | No Control Capability | No Sensor | 0-10V Analog | No Wireless Protocol | No | No | No | No | No | No |  | No | No | No | Yes | No | No | No | No | No | No | No | No | VVVZVR | [10 empty] | 6195 | 154.87 | 40 | 9.2 | 0.916 | 3000 | 84 | 10 | 84 | 97 | -11 | 8 | 8.0 ft |  |  |  | No | No | No | No | No | [9 empty] | AC |  | 120 | 277 |  |  | 6195 | 40
Solid State Lighting | 5.1 | P5ZP4BTR | Saylite/Texas Fluorescents Reinvented | Saylite | S96LFRY108WD(D,G,DALI,DEXAL,SR)MV40Koooo | Indoor Luminaires | Linear Ambient | Direct Linear Ambient Luminaires |  |  |  | Standard | [16 empty] | 2021-09-30 | Yes | Continuous Dimming to 10% or below | LLLC,Energy Monitoring,High End Trim | Multifunction Sensor, Sensor Receptacle, Daylight Sensing, Occupancy Sensing | 0-10V Analog, DALI, DMX, Phase Cut | Zigbee,Bluetooth,WiFi | No | No | Yes | Yes | Yes | Yes | Autani Energy Center, Avi-on, Douglas Dialog, Enlighted IOT System, Lutron- Vive, McWoing TruBlu, Nedap Luxon, Signify Easysense | Yes | Yes | No | Yes | Yes | Yes | Yes | No | Yes | Yes | Yes | No | RRRWGM | [10 empty] | 15916 | 149.19 | 106.68 | 13.2 | 0.898 | 4000 | 83 | 8 | 83 | 98 | -11 | 8 |  |  |  |  | No | No | No | No | No | [9 empty] | AC |  | 120 | 277 |  |  | 15916 | 106.68
Solid State Lighting | 5.1 | P5ZR7SEH | Saylite/Texas Fluorescents Reinvented | Saylite | C96LY40WD(D,G,DALI,DEXAL,SR)MV30Koooo | Indoor Luminaires | Linear Ambient | Direct Linear Ambient Luminaires |  |  |  | Standard | [16 empty] | 2021-09-30 | Yes | Continuous Dimming to 10% or below | LLLC,Energy Monitoring,High End Trim | Multifunction Sensor, Sensor Receptacle, Daylight Sensing, Occupancy Sensing | 0-10V Analog, DALI, DMX, Phase Cut | Zigbee,Bluetooth,WiFi | No | No | Yes | Yes | Yes | Yes | Autani Energy Center, Avi-on, Douglas Dialog, Enlighted IOT System, Lutron- Vive, McWoing TruBlu, Nedap Luxon, Signify Easysense | Yes | Yes | No | Yes | Yes | Yes | Yes | No | Yes | Yes | Yes | No | RRRWGM | [10 empty] | 6360 | 158.99 | 40 | 13.2 | 0.898 | 3000 | 84 | 9 | 83 | 98 | -11 | 8 |  |  |  |  | No | No | No | No | No | [9 empty] | AC |  | 120 | 277 |  |  | 6360 | 40
Solid State Lighting | 5.1 | P609YEWR | Saylite/Texas Fluorescents Reinvented | Saylite | C24LFRY20WD(D,G,DALI,DEXAL,SR)MV50Koooo | Indoor Luminaires | Linear Ambient | Direct Linear Ambient Luminaires |  |  |  | Standard | [16 empty] | 2021-09-30 | Yes | Continuous Dimming to 10% or below | LLLC,Energy Monitoring,High End Trim | Multifunction Sensor, Sensor Receptacle, Daylight Sensing, Occupancy Sensing | 0-10V Analog, DALI, DMX, Phase Cut | Zigbee,Bluetooth,WiFi | No | No | Yes | Yes | Yes | Yes | Autani Energy Center, Avi-on, Douglas Dialog, Enlighted IOT System, Lutron- Vive, McWoing TruBlu, Nedap Luxon, Signify Easysense | Yes | Yes | No | Yes | Yes | Yes | Yes | No | Yes | Yes | Yes | No | RRRWGM | [10 empty] | 3005 | 150.27 | 20 | 13.4 | 0.904 | 5000 | 83 | 12 | 82 | 97 | -12 | 2 |  |  |  |  | No | No | No | No | No | [9 empty] | AC |  | 120 | 277 |  |  | 3005 | 20
Solid State Lighting | 5.1 | P60P4ZKN | Saylite/Texas Fluorescents Reinvented | Saylite | CITE48LFRY20WDMV40K | Indoor Luminaires | Linear Ambient | Direct Linear Ambient Luminaires |  |  |  | Standard | [16 empty] | 2021-04-28 | Yes | Continuous Dimming to 10% or below | Energy Monitoring, High-end Trim, Autani Energy Center, Avi-on, Douglas Dialog, Enlighted IOT System, Lutron- Vive, McWoing TruBlu, Nedap Luxon, Signify Easysense | Daylight Sensor, Occupancy Sensor, Multifunction Sensor, Integral Sensor Receptacle | 0-10V Analog,DALI,DMX | Zigbee, Bluetooth, Wifi | No | No | Yes | Yes | Yes | Yes | Autani Energy Center, Avi-on, Douglas Dialog, Enlighted IOT System, Lutron- Vive, McWoing TruBlu, Nedap Luxon, Signify Easysense | Yes | Yes | No | Yes | Yes | Yes | No | No | Yes | Yes | Yes |  | BBBFSF | [10 empty] | 3200.43 | 160.021 | 20 | 9.5 | 0.902 | 4000 | 84 | 10 | 84 | 98 | -11 | 4 | 4.0 ft |  |  |  | No | No | No | No | No | [9 empty] | AC |  | 120 | 277 |  |  | 3200.43 | 20
Solid State Lighting | 5.1 | P60TZ77L | Saylite/Texas Fluorescents Reinvented | Saylite | 209A48LY45WDMV50Koooo | Indoor Luminaires | Linear Ambient | Direct Linear Ambient Luminaires |  |  |  | Standard | [16 empty] | 2021-11-02 | No | Continuous Dimming to 10% or below | No Control Capability | No Sensor | 0-10V Analog | No Wireless Protocol | No | No | No | No | No | No |  | No | No | No | Yes | No | No | No | No | No | No | No | No | VVVZVR | [10 empty] | 7137 | 158.59 | 45 | 13.2 | 0.898 | 5000 | 84 | 13 | 82 | 96 | -12 | 4 | 4.0 ft |  |  |  | No | No | No | No | No | [9 empty] | AC |  | 120 | 277 |  |  | 7137 | 45
Solid State Lighting | 5 | P61MNLNE | Saylite/Texas Fluorescents Reinvented | Saylite | 131A14LJ48W5800LDMV50K | Indoor Luminaires | Troffer | 1x4 Luminaires for Ambient Lighting of Interior Commercial Spaces |  |  |  | Standard | [16 empty] | 2018-05-25 | Yes | Continuous Dimming to 10% or below | [23 empty] | LLLBNI | [10 empty] | 5817 | 121.44 | 47.9 | 4.9 | 0.97 | 5000 | 83 | [13 empty] | No | [9 empty] | AC | Updated on 10/31/2019
Solid State Lighting | 5 | P62P6ZUM | Saylite/Texas Fluorescents Reinvented | Saylite | C48LF48W5650LDMV35K | Indoor Luminaires | Linear Ambient | Direct Linear Ambient Luminaires |  |  |  | Standard | [16 empty] | 2015-12-07 | Not Yet Verified | Continuous Dimming to 10% or below | [23 empty] | KKKYLT | [10 empty] | 5650 | 118 | 48 | 5.65 | 0.996 | 3500 | 83 | [13 empty] | No | [9 empty] | AC | Updated on 10/31/2019
Solid State Lighting | 5 | P63U7TDK | Saylite/Texas Fluorescents Reinvented | Saylite | DC200E90W11200LMV50K | Outdoor Luminaires | High Output | Outdoor Non-Cutoff and Semi-Cutoff Wall-Mounted Area Luminaires |  |  |  | Standard | [16 empty] | 2017-01-17 | Yes | Not Dimmable | [23 empty] | YYYBID | [10 empty] | 11200 | 124 | 90 | 19 | 0.9 | 5000 | 70 | [13 empty] | No | [9 empty] | AC | Updated on 10/31/2019
Solid State Lighting | 5 | P63YWCEE | Saylite/Texas Fluorescents Reinvented | Saylite | C96LF48W6500LDMV40K | Indoor Luminaires | Linear Ambient | Direct Linear Ambient Luminaires |  |  |  | Standard | [16 empty] | 2017-02-03 | Yes | Continuous Dimming to 10% or below | [23 empty] | YYYBLC | [10 empty] | 6475 | 134.9 | 48 | 5.07 | 1 | 4000 | 84 |  |  |  |  | 8 | 8.0 ft | [7 empty] | No | [9 empty] | AC | Updated on 10/31/2019
Solid State Lighting | 5.1 | P64Z9Z9R | Saylite/Texas Fluorescents Reinvented | Saylite | (SS,SV,SD,SM)CBF14LY25WDMV50Koooo | Indoor Luminaires | Troffer | 1x4 Luminaires for Ambient Lighting of Interior Commercial Spaces |  |  |  | Standard | [16 empty] | 2021-07-29 | Yes | Continuous Dimming to 10% or below | Autani Energy Center, Avi-on, Douglas Dialog, Enlighted IOT System, Lutron- Vive, McWoing TruBlu, Nedap Luxon, Signify Easysense | Multifunction Sensor,Sensor Receptacle,Daylight Sensor,Occupancy Sensing | 0-10V Analog | Zigbee,Bluetooth,WiFi | No | No | Yes | Yes | Yes | Yes | Autani Energy Center, Avi-on, Douglas Dialog, Enlighted IOT System, Lutron- Vive, McWoing TruBlu, Nedap Luxon, Signify Easysense | No | No | No | Yes | No | No | No |  | Yes | Yes | Yes | No | JJJOWB | [10 empty] | 3360.92 | 134.437 | 25 | 9.7 | 0.913 | 5000 | 82 | 10 | 81 | 96 | -12 | [5 empty] | No | No | No | No | No | [9 empty] | AC |  | 120 | 277 |  |  | 3360.92 | 25
Solid State Lighting | 5 | P6565ZM9 | Saylite/Texas Fluorescents Reinvented | Saylite | UCLL24LJ48W6100LDMV50K | Indoor Luminaires | Troffer | 2x4 Luminaires for Ambient Lighting of Interior Commercial Spaces |  |  |  | Standard | [16 empty] | 2018-07-18 | Not Yet Verified | Continuous Dimming to 10% or below | [23 empty] | ZZZBZX | [10 empty] | 5984.8 | 124.68 | 48 | 14 | 0.89 | 5000 | 82 | [13 empty] | No | [9 empty] | AC | Updated on 10/31/2019
Solid State Lighting | 5 | P65FMUGS | Saylite/Texas Fluorescents Reinvented | Saylite | 131A24LJ57W7100LDMV30K | Indoor Luminaires | Troffer | 2x4 Luminaires for Ambient Lighting of Interior Commercial Spaces |  |  |  | Standard | [16 empty] | 2018-05-25 | Yes | Continuous Dimming to 10% or below | [23 empty] | LLLBNI | [10 empty] | 7013 | 125.009 | 56.1 | 4.7 | 0.97 | 3000 | 83 | [6 empty] | TRUE | [6 empty] | No | [9 empty] | AC | Updated on 10/31/2019
Solid State Lighting | 5 | P66V1J3B | Saylite/Texas Fluorescents Reinvented | Saylite | C96LF118W15500LDMV30K | Indoor Luminaires | Linear Ambient | Direct Linear Ambient Luminaires |  |  |  | Standard | [16 empty] | 2017-02-03 | Yes | Continuous Dimming to 10% or below | [23 empty] | YYYBLC | [10 empty] | 14768 | 125.15 | 118 | 5.07 | 1 | 3000 | 84 |  |  |  |  | 8 | 8.0 ft | TRUE | [6 empty] | No | [9 empty] | AC | Updated on 10/31/2019
Solid State Lighting | 5 | P67F8H9A | Saylite/Texas Fluorescents Reinvented | Saylite | 24CJ35W4600LW10DMV40K | Indoor Retrofit Kit | Troffer | Linear Retrofit Kits for 2x4 Luminaires | General Purpose |  |  | Standard | [16 empty] | 2018-05-25 | Yes | Continuous Dimming to 10% or below | [23 empty] | LLLBNI | [10 empty] | 4689 | 135.52 | 34.6 | 4.7 | 0.97 | 4000 | 83 | [13 empty] | No | [9 empty] | AC | Updated on 10/31/2019
Solid State Lighting | 5.1 | P68ZNZL7 | Saylite/Texas Fluorescents Reinvented | Saylite | (SS,SV,SD,SM)UCLL24LY40W(D,G,DALI,DEXAL,SR)(MV or 120)40Koooo | Indoor Luminaires | Troffer | 2x4 Luminaires for Ambient Lighting of Interior Commercial Spaces |  |  |  | Premium | [16 empty] | 2021-07-29 | Yes | Continuous Dimming to 10% or below | Autani Energy Center, Avi-on, Douglas Dialog, Enlighted IOT System, Lutron- Vive, McWoing TruBlu, Nedap Luxon, Signify Easysense | Multifunction Sensor,Sensor Receptacle,Daylight Sensor,Occupancy Sensing | 0-10V Analog,DALI,DMX | Zigbee,Bluetooth,WiFi | No | No | Yes | Yes | Yes | Yes | Autani Energy Center, Avi-on, Douglas Dialog, Enlighted IOT System, Lutron- Vive, McWoing TruBlu, Nedap Luxon, Signify Easysense | No | No | No | Yes | Yes | Yes | No |  | Yes | Yes | Yes | No | JJJOWA | [10 empty] | 5948.5 | 148.713 | 40 | 11.2 | 0.949 | 4000 | 83 | 8 | 83 | 98 | -11 | [5 empty] | No | No | No | No | No | [9 empty] | AC |  | 120 | 277 |  |  | 5948.5 | 40
Solid State Lighting | 5 | P695KNGN | Saylite/Texas Fluorescents Reinvented | Saylite | CBF24LF30W4100LDMV50K | Indoor Luminaires | Troffer | 2x4 Luminaires for Ambient Lighting of Interior Commercial Spaces |  |  |  | Standard | [16 empty] | 2017-02-03 | Yes | Continuous Dimming to 10% or below | [23 empty] | YYYBKX | [10 empty] | 4219 | 140.63 | 30 | 8.5 | 0.99 | 5000 | 84 | [13 empty] | No | [9 empty] | AC | Updated on 10/31/2019
Solid State Lighting | 5.1 | P6983LIN | Saylite/Texas Fluorescents Reinvented | Saylite | 4RB(421 or 501)LY25WD(D,G,DALI,DEXAL,SR)MV40Koooo | Indoor Retrofit Kit | Linear Ambient | Retrofit Kits for Direct Linear Ambient Luminaires | Luminaire Specific |  |  | Standard | [16 empty] | 2021-09-30 | Yes | Continuous Dimming to 10% or below | LLLC,Energy Monitoring,High End Trim | Multifunction Sensor, Sensor Receptacle, Daylight Sensing, Occupancy Sensing | 0-10V Analog, DALI, DMX, Phase Cut | Zigbee,Bluetooth,WiFi | No | No | Yes | Yes | Yes | Yes | Autani Energy Center, Avi-on, Douglas Dialog, Enlighted IOT System, Lutron- Vive, McWoing TruBlu, Nedap Luxon, Signify Easysense | Yes | Yes | No | Yes | Yes | Yes | Yes | No | Yes | Yes | Yes | No | RRRWGM | [10 empty] | 4244 | 169.75 | 25 | 13.2 | 0.898 | 4000 | 84 | 9 | 83 | 98 | -11 | 4 |  |  |  |  | No | No | No | No | No | [9 empty] | AC |  | 120 | 277 |  |  | 4244 | 25
Solid State Lighting | 5.1 | P699YG2M | Saylite/Texas Fluorescents Reinvented | Saylite | RKCIT48LY35WDMV50K | Indoor Retrofit Kit | Linear Ambient | Retrofit Kits for Direct Linear Ambient Luminaires | Luminaire Specific |  |  | Standard | [16 empty] | 2021-04-28 | Yes | Continuous Dimming to 10% or below | Energy Monitoring, High-end Trim, Autani Energy Center, Avi-on, Douglas Dialog, Enlighted IOT System, Lutron- Vive, McWoing TruBlu, Nedap Luxon, Signify Easysense | Daylight Sensor, Occupancy Sensor, Multifunction Sensor, Integral Sensor Receptacle | 0-10V Analog,DALI,DMX | Zigbee, Bluetooth, Wifi | No | No | Yes | Yes | Yes | Yes | Autani Energy Center, Avi-on, Douglas Dialog, Enlighted IOT System, Lutron- Vive, McWoing TruBlu, Nedap Luxon, Signify Easysense | Yes | Yes | No | Yes | Yes | Yes | No | No | Yes | Yes | Yes |  | BBBFSF | [10 empty] | 5175.2 | 147.863 | 35 | 9.5 | 0.902 | 5000 | 82 | 11 | 82 | 97 | -12 | 4 | 4.0 ft |  |  |  | No | No | No | No | No | [9 empty] | AC |  | 120 | 277 |  |  | 5175.2 | 35
Solid State Lighting | 5 | P69FVQZA | Saylite/Texas Fluorescents Reinvented | Saylite | HBC48LN162W24000LA10DMVxxx40Koooo | Indoor Luminaires | High-Bay | High-Bay Luminaires for Commercial and Industrial Buildings |  |  |  | Standard | [16 empty] | 2017-03-15 | Yes | Continuous Dimming to 10% or below | [23 empty] | LLLBCJ | [10 empty] | 23205 | 143.24 | 162 | 6.1 | 0.96 | 4000 | 83 | [13 empty] | No | [9 empty] | AC | Updated on 10/31/2019
Solid State Lighting | 5 | P69MJLUN | Saylite/Texas Fluorescents Reinvented | Fleco Industries | HILFR48LX340W50000LDMV30Koooo (except WG) | Indoor Luminaires | High-Bay | High-Bay Luminaires for Commercial and Industrial Buildings |  |  |  | Premium | [16 empty] | 2020-06-23 | Yes | Continuous Dimming to 10% or below | [23 empty] | TTTVRK | [10 empty] | 47620 | 140.059 | 340 | 9.71 | 0.975 | 3000 | 83 | [13 empty] | No | [9 empty] | AC |  | 120 | 277 |  |  | 47620 | 340
Solid State Lighting | 5.1 | P69OZWJJ | Saylite/Texas Fluorescents Reinvented | Saylite | S96LFRY90WD(D,G,DALI,DEXAL,SR)MV35Koooo | Indoor Luminaires | Linear Ambient | Direct Linear Ambient Luminaires |  |  |  | Standard | [16 empty] | 2021-09-30 | Yes | Continuous Dimming to 10% or below | LLLC,Energy Monitoring,High End Trim | Multifunction Sensor, Sensor Receptacle, Daylight Sensing, Occupancy Sensing | 0-10V Analog, DALI, DMX, Phase Cut | Zigbee,Bluetooth,WiFi | No | No | Yes | Yes | Yes | Yes | Autani Energy Center, Avi-on, Douglas Dialog, Enlighted IOT System, Lutron- Vive, McWoing TruBlu, Nedap Luxon, Signify Easysense | Yes | Yes | No | Yes | Yes | Yes | Yes | No | Yes | Yes | Yes | No | RRRWGM | [10 empty] | 13327 | 166.58 | 80 | 13.2 | 0.898 | 3500 | 84 | 9 | 83 | 98 | -11 | 8 |  |  |  |  | No | No | No | No | No | [9 empty] | AC |  | 120 | 277 |  |  | 13327 | 45
Solid State Lighting | 5.1 | P6A8XRP6 | Saylite/Texas Fluorescents Reinvented | Saylite | (SS,SV,SD,SM)UCLL22LY25W(D,G,DALI,DEXAL,SR)(MV or 120)50Koooo | Indoor Luminaires | Troffer | 2x2 Luminaires for Ambient Lighting of Interior Commercial Spaces |  |  |  | Premium | [16 empty] | 2021-07-29 | Yes | Continuous Dimming to 10% or below | Autani Energy Center, Avi-on, Douglas Dialog, Enlighted IOT System, Lutron- Vive, McWoing TruBlu, Nedap Luxon, Signify Easysense | Multifunction Sensor,Sensor Receptacle,Daylight Sensor,Occupancy Sensing | 0-10V Analog,DALI,DMX | Zigbee,Bluetooth,WiFi | No | No | Yes | Yes | Yes | Yes | Autani Energy Center, Avi-on, Douglas Dialog, Enlighted IOT System, Lutron- Vive, McWoing TruBlu, Nedap Luxon, Signify Easysense | No | No | No | Yes | Yes | Yes | No |  | Yes | Yes | Yes | No | JJJOWA | [10 empty] | 3330.16 | 133.206 | 25 | 11.3 | 0.909 | 5000 | 83 | 11 | 83 | 95 | -12 | [5 empty] | No | No | No | No | No | [9 empty] | AC |  | 120 | 277 |  |  | 3330.16 | 25
Solid State Lighting | 5.1 | P6BK9YIZ | Saylite/Texas Fluorescents Reinvented | Saylite | CITE96LFRY108WDMV40K | Indoor Luminaires | Linear Ambient | Direct Linear Ambient Luminaires |  |  |  | Standard | [16 empty] | 2021-04-28 | Yes | Continuous Dimming to 10% or below | Energy Monitoring, High-end Trim, Autani Energy Center, Avi-on, Douglas Dialog, Enlighted IOT System, Lutron- Vive, McWoing TruBlu, Nedap Luxon, Signify Easysense | Daylight Sensor, Occupancy Sensor, Multifunction Sensor, Integral Sensor Receptacle | 0-10V Analog,DALI,DMX | Zigbee, Bluetooth, Wifi | No | No | Yes | Yes | Yes | Yes | Autani Energy Center, Avi-on, Douglas Dialog, Enlighted IOT System, Lutron- Vive, McWoing TruBlu, Nedap Luxon, Signify Easysense | Yes | Yes | No | Yes | Yes | Yes | No | No | Yes | Yes | Yes |  | BBBFSF | [10 empty] | 16014.2 | 152.082 | 105.3 | 9.5 | 0.902 | 4000 | 84 | 10 | 84 | 98 | -11 | 8 | 8.0 ft |  |  |  | No | No | No | No | No | [9 empty] | AC |  | 120 | 277 |  |  | 16014.2 | 105.3
Solid State Lighting | 5 | P6BKAU35 | Saylite/Texas Fluorescents Reinvented | Saylite | CBF24LHF40W5400LDMV40K | Indoor Luminaires | Troffer | 2x4 Luminaires for Ambient Lighting of Interior Commercial Spaces |  |  |  | Standard | [16 empty] | 2017-02-03 | Yes | Continuous Dimming to 10% or below | [23 empty] | YYYBLA | [10 empty] | 5445 | 136.13 | 40 | 7.2 | 0.99 | 4000 | 84 | [13 empty] | No | [9 empty] | AC | Updated on 10/31/2019
Solid State Lighting | 5 | P6CCEFWE | Saylite/Texas Fluorescents Reinvented | Saylite | SS213A48LE48W6000LDMV30K-xx | Outdoor Luminaires | Mid Output | Stairwell and Passageway Luminaires |  |  |  | Premium | [16 empty] | 2017-02-03 | Yes | Continuous Dimming to 10% or below | [23 empty] | YYYBKU | [10 empty] | 5708 | 118.92 | 48 | 7.6 | 0.99 | 3061 | 82 | [6 empty] | TRUE | [6 empty] | No | [9 empty] | AC | Updated on 10/31/2019
Solid State Lighting | 5 | P6CTP8VQ | Saylite/Texas Fluorescents Reinvented | Saylite | 209A24LF30W3600LDMV35K | Indoor Luminaires | Linear Ambient | Direct Linear Ambient Luminaires |  |  |  | Standard | [16 empty] | 2017-03-24 | Yes | Continuous Dimming to 10% or below | [23 empty] | VAVWHW | [10 empty] | 3600 | 114.29 | 31.5 | 7.84 | 1 | 3500 | 84 |  |  |  |  | 2 | 2.0 ft | [7 empty] | No | [9 empty] | AC | Updated on 10/31/2019
Solid State Lighting | 5 | P6CUD7UC | Saylite/Texas Fluorescents Reinvented | Saylite | CRSR48LT58W6700LDMVxxx40K | Indoor Luminaires | Linear Ambient | Direct Linear Ambient Luminaires |  |  |  | Standard | [16 empty] | 2017-06-12 | Yes | Continuous Dimming to 10% or below | [23 empty] | EAEEZR | [10 empty] | 7013 | 120.5 | 58.2 | 3.8 | 0.98 | 4000 | 84 |  |  |  |  | 4 | [8 empty] | No | [9 empty] | AC | Updated on 10/31/2019
Solid State Lighting | 5 | P6D4MJBY | Saylite/Texas Fluorescents Reinvented | Saylite | CBF22LF28W3200LDMV40K | Indoor Luminaires | Troffer | 2x2 Luminaires for Ambient Lighting of Interior Commercial Spaces |  |  |  | Standard | [16 empty] | 2017-02-03 | Yes | Continuous Dimming to 10% or below | [23 empty] | YYYBKZ | [10 empty] | 3365 | 125.89 | 26.73 | 7.9 | 0.99 | 4000 | 83 | [13 empty] | No | [9 empty] | AC | Updated on 10/31/2019
Solid State Lighting | 5 | P6FKFC5D | Saylite/Texas Fluorescents Reinvented | Saylite | CBF24LHF48W6400LDMV40K | Indoor Luminaires | Troffer | 2x4 Luminaires for Ambient Lighting of Interior Commercial Spaces |  |  |  | Standard | [16 empty] | 2017-02-03 | Yes | Continuous Dimming to 10% or below | [23 empty] | YYYBLA | [10 empty] | 6435 | 134.06 | 48 | 4.6 | 1 | 4000 | 84 | [13 empty] | No | [9 empty] | AC | Updated on 10/31/2019
Solid State Lighting | 5 | P6GWIT46 | Saylite/Texas Fluorescents Reinvented | Saylite | ZZ-SER FR 96L T84W11000L DMV 35K WH-YY | Indoor Luminaires | Linear Ambient | Direct Linear Ambient Luminaires |  |  |  | Standard | [16 empty] | 2019-06-25 | Yes | Continuous Dimming to 10% or below | [23 empty] | HHHDIW | [10 empty] | 10866.1 | 125.11 | 86.85 | 6.17 | 0.997 | 3571 | 82.7 |  |  |  |  | 8 | 8.0 ft | [7 empty] | No | [9 empty] | AC | Updated on 10/31/2019 | 108 | 305 |  |  | 10866.1 | 86.85
Solid State Lighting | 5.1 | P6HFI4L8 | Saylite/Texas Fluorescents Reinvented | Saylite | CITE48LRFY30WDMV30K | Indoor Luminaires | Linear Ambient | Direct Linear Ambient Luminaires |  |  |  | Standard | [16 empty] | 2021-04-28 | Yes | Continuous Dimming to 10% or below | Energy Monitoring, High-end Trim, Autani Energy Center, Avi-on, Douglas Dialog, Enlighted IOT System, Lutron- Vive, McWoing TruBlu, Nedap Luxon, Signify Easysense | Daylight Sensor, Occupancy Sensor, Multifunction Sensor, Integral Sensor Receptacle | 0-10V Analog,DALI,DMX | Zigbee, Bluetooth, Wifi | No | No | Yes | Yes | Yes | Yes | Autani Energy Center, Avi-on, Douglas Dialog, Enlighted IOT System, Lutron- Vive, McWoing TruBlu, Nedap Luxon, Signify Easysense | Yes | Yes | No | Yes | Yes | Yes | No | No | Yes | Yes | Yes |  | BBBFSF | [10 empty] | 4281.9 | 142.73 | 30 | 9.5 | 0.902 | 3000 | 84 | 10 | 84 | 98 | -11 | 4 | 4.0 ft |  |  |  | No | No | No | No | No | [9 empty] | AC |  | 120 | 277 |  |  | 4281.9 | 30
Solid State Lighting | 5.1 | P6IUQQGZ | Saylite/Texas Fluorescents Reinvented | Saylite | (SS,SV,SD,SM)CBF14LY20WDMV50Koooo | Indoor Luminaires | Troffer | 1x4 Luminaires for Ambient Lighting of Interior Commercial Spaces |  |  |  | Standard | [16 empty] | 2021-07-29 | Yes | Continuous Dimming to 10% or below | Autani Energy Center, Avi-on, Douglas Dialog, Enlighted IOT System, Lutron- Vive, McWoing TruBlu, Nedap Luxon, Signify Easysense | Multifunction Sensor,Sensor Receptacle,Daylight Sensor,Occupancy Sensing | 0-10V Analog | Zigbee,Bluetooth,WiFi | No | No | Yes | Yes | Yes | Yes | Autani Energy Center, Avi-on, Douglas Dialog, Enlighted IOT System, Lutron- Vive, McWoing TruBlu, Nedap Luxon, Signify Easysense | No | No | No | Yes | No | No | No |  | Yes | Yes | Yes | No | JJJOWB | [10 empty] | 2735.83 | 136.792 | 20 | 9.7 | 0.913 | 5000 | 82 | 10 | 81 | 96 | -12 | [5 empty] | No | No | No | No | No | [9 empty] | AC |  | 120 | 277 |  |  | 2735.83 | 20
Solid State Lighting | 5.1 | P6K6QS6G | Saylite/Texas Fluorescents Reinvented | Saylite | 209A48LY50WDMV40Koooo | Indoor Luminaires | Linear Ambient | Direct Linear Ambient Luminaires |  |  |  | Standard | [16 empty] | 2021-11-02 | No | Continuous Dimming to 10% or below | No Control Capability | No Sensor | 0-10V Analog | No Wireless Protocol | No | No | No | No | No | No |  | No | No | No | Yes | No | No | No | No | No | No | No | No | VVVZVR | [10 empty] | 7844 | 156.88 | 50 | 13.2 | 0.898 | 4000 | 84 | 9 | 84 | 97 | -11 | 4 | 4.0 ft |  |  |  | No | No | No | No | No | [9 empty] | AC |  | 120 | 277 |  |  | 7844 | 50
Solid State Lighting | 5.1 | P6KQF1XC | Saylite/Texas Fluorescents Reinvented | Saylite | CITE48LFRY20WDMV35K | Indoor Luminaires | Linear Ambient | Direct Linear Ambient Luminaires |  |  |  | Standard | [16 empty] | 2021-04-28 | Yes | Continuous Dimming to 10% or below | Energy Monitoring, High-end Trim, Autani Energy Center, Avi-on, Douglas Dialog, Enlighted IOT System, Lutron- Vive, McWoing TruBlu, Nedap Luxon, Signify Easysense | Daylight Sensor, Occupancy Sensor, Multifunction Sensor, Integral Sensor Receptacle | 0-10V Analog,DALI,DMX | Zigbee, Bluetooth, Wifi | No | No | Yes | Yes | Yes | Yes | Autani Energy Center, Avi-on, Douglas Dialog, Enlighted IOT System, Lutron- Vive, McWoing TruBlu, Nedap Luxon, Signify Easysense | Yes | Yes | No | Yes | Yes | Yes | No | No | Yes | Yes | Yes |  | BBBFSF | [10 empty] | 3134.02 | 156.701 | 20 | 9.5 | 0.902 | 3500 | 84 | 10 | 84 | 98 | -11 | 4 | 4.0 ft |  |  |  | No | No | No | No | No | [9 empty] | AC |  | 120 | 277 |  |  | 3134.02 | 20
Solid State Lighting | 5 | P6LFH3EU | Saylite/Texas Fluorescents Reinvented | Saylite | 131A14LJ28W3500LDMV35K | Indoor Luminaires | Troffer | 1x4 Luminaires for Ambient Lighting of Interior Commercial Spaces |  |  |  | Standard | [16 empty] | 2018-05-25 | Yes | Continuous Dimming to 10% or below | [23 empty] | LLLBNI | [10 empty] | 3432 | 123.899 | 27.7 | 4.9 | 0.97 | 3500 | 83 | [13 empty] | No | [9 empty] | AC | Updated on 10/31/2019
Solid State Lighting | 5 | P6LWHK3G | Saylite/Texas Fluorescents Reinvented | Saylite | 22CJ40W4500LW10DMV40K | Indoor Retrofit Kit | Troffer | Linear Retrofit Kits for 2x2 Luminaires | General Purpose |  |  | Standard | [16 empty] | 2018-05-25 | Yes | Continuous Dimming to 10% or below | [23 empty] | LLLBNI | [10 empty] | 4503 | 109.562 | 41.1 | 8.2 | 0.95 | 4000 | 82 | [13 empty] | No | [9 empty] | AC | Updated on 10/31/2019
Solid State Lighting | 5.1 | P6M7PT7W | Saylite/Texas Fluorescents Reinvented | Saylite | C48LFRY40WD(D,G,DALI,DEXAL,SR)MV40Koooo | Indoor Luminaires | Linear Ambient | Direct Linear Ambient Luminaires |  |  |  | Standard | [16 empty] | 2021-09-30 | Yes | Continuous Dimming to 10% or below | LLLC,Energy Monitoring,High End Trim | Multifunction Sensor, Sensor Receptacle, Daylight Sensing, Occupancy Sensing | 0-10V Analog, DALI, DMX, Phase Cut | Zigbee,Bluetooth,WiFi | No | No | Yes | Yes | Yes | Yes | Autani Energy Center, Avi-on, Douglas Dialog, Enlighted IOT System, Lutron- Vive, McWoing TruBlu, Nedap Luxon, Signify Easysense | Yes | Yes | No | Yes | Yes | Yes | Yes | No | Yes | Yes | Yes | No | RRRWGM | [10 empty] | 6109 | 152.73 | 40 | 13.2 | 0.898 | 4000 | 84 | 9 | 83 | 98 | -11 | 4 |  |  |  |  | No | No | No | No | No | [9 empty] | AC |  | 120 | 277 |  |  | 6109 | 40
Solid State Lighting | 5.1 | P6OA4QZP | Saylite/Texas Fluorescents Reinvented | Saylite | CITE96LFRY30WDMV50K | Indoor Luminaires | Linear Ambient | Direct Linear Ambient Luminaires |  |  |  | Standard | [16 empty] | 2021-04-28 | Yes | Continuous Dimming to 10% or below | Energy Monitoring, High-end Trim, Autani Energy Center, Avi-on, Douglas Dialog, Enlighted IOT System, Lutron- Vive, McWoing TruBlu, Nedap Luxon, Signify Easysense | Daylight Sensor, Occupancy Sensor, Multifunction Sensor, Integral Sensor Receptacle | 0-10V Analog,DALI,DMX | Zigbee, Bluetooth, Wifi | No | No | Yes | Yes | Yes | Yes | Autani Energy Center, Avi-on, Douglas Dialog, Enlighted IOT System, Lutron- Vive, McWoing TruBlu, Nedap Luxon, Signify Easysense | Yes | Yes | No | Yes | Yes | Yes | No | No | Yes | Yes | Yes |  | BBBFSF | [10 empty] | 4742.54 | 161.972 | 29.28 | 9.5 | 0.902 | 5000 | 82 | 11 | 82 | 97 | -12 | 8 | 8.0 ft |  |  |  | No | No | No | No | No | [9 empty] | AC |  | 120 | 277 |  |  | 4742.54 | 29.28
Solid State Lighting | 5.1 | P6S7FZID | Saylite/Texas Fluorescents Reinvented | Saylite | S48LY54WD(D,G,DALI,DEXAL,SR)MV35Koooo | Indoor Luminaires | Linear Ambient | Direct Linear Ambient Luminaires |  |  |  | Standard | [16 empty] | 2021-09-30 | Yes | Continuous Dimming to 10% or below | LLLC,Energy Monitoring,High End Trim | Multifunction Sensor, Sensor Receptacle, Daylight Sensing, Occupancy Sensing | 0-10V Analog, DALI, DMX, Phase Cut | Zigbee,Bluetooth,WiFi | No | No | Yes | Yes | Yes | Yes | Autani Energy Center, Avi-on, Douglas Dialog, Enlighted IOT System, Lutron- Vive, McWoing TruBlu, Nedap Luxon, Signify Easysense | Yes | Yes | No | Yes | Yes | Yes | Yes | No | Yes | Yes | Yes | No | RRRWGM | [10 empty] | 8379 | 157.09 | 53.34 | 10 | 0.994 | 3500 | 83 | 7 | 83 | 98 | -11 | 4 |  |  |  |  | No | No | No | No | No | [9 empty] | AC |  | 120 | 277 |  |  | 8379 | 53.34
Solid State Lighting | 5 | P6SZ6947 | Saylite/Texas Fluorescents Reinvented | Fleco Industries | HIL24LX170W25000LDMV50Koooo (except WG) | Indoor Luminaires | High-Bay | High-Bay Luminaires for Commercial and Industrial Buildings |  |  |  | Premium | [16 empty] | 2020-06-23 | Yes | Continuous Dimming to 10% or below | [23 empty] | TTTVRK | [10 empty] | 27425 | 161.324 | 170 | 9.11 | 0.976 | 5000 | 83 | [13 empty] | No | [9 empty] | AC |  | 120 | 277 |  |  | 27425 | 170
Solid State Lighting | 5.1 | P6VMVCXF | Saylite/Texas Fluorescents Reinvented | Saylite | S96LY40WD(D,G,DALI,DEXAL,SR)MV35Koooo | Indoor Luminaires | Linear Ambient | Direct Linear Ambient Luminaires |  |  |  | Standard | [16 empty] | 2021-09-30 | Yes | Continuous Dimming to 10% or below | LLLC,Energy Monitoring,High End Trim | Multifunction Sensor, Sensor Receptacle, Daylight Sensing, Occupancy Sensing | 0-10V Analog, DALI, DMX, Phase Cut | Zigbee,Bluetooth,WiFi | No | No | Yes | Yes | Yes | Yes | Autani Energy Center, Avi-on, Douglas Dialog, Enlighted IOT System, Lutron- Vive, McWoing TruBlu, Nedap Luxon, Signify Easysense | Yes | Yes | No | Yes | Yes | Yes | Yes | No | Yes | Yes | Yes | No | RRRWGM | [10 empty] | 6666 | 166.64 | 40 | 13.2 | 0.898 | 3500 | 84 | 9 | 83 | 98 | -11 | 8 |  |  |  |  | No | No | No | No | No | [9 empty] | AC |  | 120 | 277 |  |  | 6666 | 40
Solid State Lighting | 5.1 | P6VW3IH6 | Saylite/Texas Fluorescents Reinvented | Saylite | 200A296LY40WDMV35Koooo | Indoor Luminaires | Linear Ambient | Direct Linear Ambient Luminaires |  |  |  | Standard | [16 empty] | 2021-11-02 | No | Continuous Dimming to 10% or below | No Control Capability | No Sensor | 0-10V Analog | No Wireless Protocol | No | No | No | No | No | No |  | No | No | No | Yes | No | No | No | No | No | No | No | No | VVVZVR | [10 empty] | 6478 | 161.94 | 40 | 9.2 | 0.916 | 3500 | 84 | 10 | 84 | 97 | -11 | 8 | 8.0 ft |  |  |  | No | No | No | No | No | [9 empty] | AC |  | 120 | 277 |  |  | 6478 | 40
Solid State Lighting | 5.1 | P6WJHC0B | Saylite/Texas Fluorescents Reinvented | Saylite | C48LFRY20WD(D,G,DALI,DEXAL,SR)MV50Koooo | Indoor Luminaires | Linear Ambient | Direct Linear Ambient Luminaires |  |  |  | Standard | [16 empty] | 2021-09-30 | Yes | Continuous Dimming to 10% or below | LLLC,Energy Monitoring,High End Trim | Multifunction Sensor, Sensor Receptacle, Daylight Sensing, Occupancy Sensing | 0-10V Analog, DALI, DMX, Phase Cut | Zigbee,Bluetooth,WiFi | No | No | Yes | Yes | Yes | Yes | Autani Energy Center, Avi-on, Douglas Dialog, Enlighted IOT System, Lutron- Vive, McWoing TruBlu, Nedap Luxon, Signify Easysense | Yes | Yes | No | Yes | Yes | Yes | Yes | No | Yes | Yes | Yes | No | RRRWGM | [10 empty] | 3156 | 157.81 | 20 | 13.2 | 0.898 | 5000 | 83 | 12 | 82 | 97 | -12 | 4 |  |  |  |  | No | No | No | No | No | [9 empty] | AC |  | 120 | 277 |  |  | 3156 | 20
Solid State Lighting | 5.1 | P6XW3TUE | Saylite/Texas Fluorescents Reinvented | Saylite | C96LFRY40WD(D,G,DALI,DEXAL,SR)MV30Koooo | Indoor Luminaires | Linear Ambient | Direct Linear Ambient Luminaires |  |  |  | Standard | [16 empty] | 2021-09-30 | Yes | Continuous Dimming to 10% or below | LLLC,Energy Monitoring,High End Trim | Multifunction Sensor, Sensor Receptacle, Daylight Sensing, Occupancy Sensing | 0-10V Analog, DALI, DMX, Phase Cut | Zigbee,Bluetooth,WiFi | No | No | Yes | Yes | Yes | Yes | Autani Energy Center, Avi-on, Douglas Dialog, Enlighted IOT System, Lutron- Vive, McWoing TruBlu, Nedap Luxon, Signify Easysense | Yes | Yes | No | Yes | Yes | Yes | Yes | No | Yes | Yes | Yes | No | RRRWGM | [10 empty] | 5898 | 147.44 | 40 | 13.2 | 0.898 | 3000 | 84 | 9 | 83 | 98 | -11 | 8 |  |  |  |  | No | No | No | No | No | [9 empty] | AC |  | 120 | 277 |  |  | 5898 | 40
Solid State Lighting | 5 | P6YB76UW | Saylite/Texas Fluorescents Reinvented | Saylite | ZZ-SER FR 48L T36W4500L DMV 30K WH-YY | Indoor Luminaires | Linear Ambient | Direct Linear Ambient Luminaires |  |  |  | Standard | [16 empty] | 2019-06-25 | Yes | Continuous Dimming to 10% or below | [23 empty] | HHHDIW | [10 empty] | 4216 | 123.6 | 34.11 | 9.91 | 0.992 | 3045 | 82.7 |  |  |  |  | 4 | 4.0 ft | TRUE | [6 empty] | No | [9 empty] | AC | Updated on 10/31/2019 | 108 | 305 |  |  | 4216 | 34.11
Solid State Lighting | 5 | P6YBJPWE | Saylite/Texas Fluorescents Reinvented | Saylite | SS213A48LE57W6900LDMV35K-xx | Outdoor Luminaires | Mid Output | Stairwell and Passageway Luminaires |  |  |  | Standard | [16 empty] | 2017-02-03 | Yes | Continuous Dimming to 10% or below | [23 empty] | YYYBKU | [10 empty] | 6730 | 116.11 | 57.96 | 7.6 | 0.99 | 3500 | 82 | [13 empty] | No | [9 empty] | AC | Updated on 10/31/2019
Solid State Lighting | 5.1 | P6YC3BSO | Saylite/Texas Fluorescents Reinvented | Saylite | CITE48LFRY35WDMV50K | Indoor Luminaires | Linear Ambient | Direct Linear Ambient Luminaires |  |  |  | Standard | [16 empty] | 2021-04-28 | Yes | Continuous Dimming to 10% or below | Energy Monitoring, High-end Trim, Autani Energy Center, Avi-on, Douglas Dialog, Enlighted IOT System, Lutron- Vive, McWoing TruBlu, Nedap Luxon, Signify Easysense | Daylight Sensor, Occupancy Sensor, Multifunction Sensor, Integral Sensor Receptacle | 0-10V Analog,DALI,DMX | Zigbee, Bluetooth, Wifi | No | No | Yes | Yes | Yes | Yes | Autani Energy Center, Avi-on, Douglas Dialog, Enlighted IOT System, Lutron- Vive, McWoing TruBlu, Nedap Luxon, Signify Easysense | Yes | Yes | No | Yes | Yes | Yes | No | No | Yes | Yes | Yes |  | BBBFSF | [10 empty] | 5487.26 | 156.779 | 35 | 9.5 | 0.902 | 5000 | 82 | 11 | 82 | 97 | -12 | 4 | 4.0 ft |  |  |  | No | No | No | No | No | [9 empty] | AC |  | 120 | 277 |  |  | 5487.26 | 35
Solid State Lighting | 5.1 | P6YYA2ES | Saylite/Texas Fluorescents Reinvented | Saylite | CITE48LFRY20WDMV30K | Indoor Luminaires | Linear Ambient | Direct Linear Ambient Luminaires |  |  |  | Standard | [16 empty] | 2021-04-28 | Yes | Continuous Dimming to 10% or below | Energy Monitoring, High-end Trim, Autani Energy Center, Avi-on, Douglas Dialog, Enlighted IOT System, Lutron- Vive, McWoing TruBlu, Nedap Luxon, Signify Easysense | Daylight Sensor, Occupancy Sensor, Multifunction Sensor, Integral Sensor Receptacle | 0-10V Analog,DALI,DMX | Zigbee, Bluetooth, Wifi | No | No | Yes | Yes | Yes | Yes | Autani Energy Center, Avi-on, Douglas Dialog, Enlighted IOT System, Lutron- Vive, McWoing TruBlu, Nedap Luxon, Signify Easysense | Yes | Yes | No | Yes | Yes | Yes | No | No | Yes | Yes | Yes |  | BBBFSF | [10 empty] | 2990.06 | 149.503 | 20 | 9.5 | 0.902 | 3000 | 84 | 10 | 84 | 98 | -11 | 4 | 4.0 ft |  |  |  | No | No | No | No | No | [9 empty] | AC |  | 120 | 277 |  |  | 2990.06 | 20
Solid State Lighting | 5 | P6Z9C824 | Saylite/Texas Fluorescents Reinvented | Saylite | DFUCLL24LF28W3900LDMV50K | Indoor Retrofit Kit | Troffer | Integrated Retrofit Kits for 2x4 Luminaires | General Purpose |  |  | Premium | [16 empty] | 2017-03-24 | Yes | Continuous Dimming to 10% or below | [23 empty] | VAVWHZ | [10 empty] | 4050 | 148 | 27.35 | 5.6 | 1 | 5000 | 84 | [13 empty] | No | [9 empty] | AC | Updated on 10/31/2019
Solid State Lighting | 5.1 | P6ZCKH9S | Saylite/Texas Fluorescents Reinvented | Saylite | S96LY108WD(D,G,DALI,DEXAL,SR)MV50Koooo | Indoor Luminaires | Linear Ambient | Direct Linear Ambient Luminaires |  |  |  | Standard | [16 empty] | 2021-09-30 | Yes | Continuous Dimming to 10% or below | LLLC,Energy Monitoring,High End Trim | Multifunction Sensor, Sensor Receptacle, Daylight Sensing, Occupancy Sensing | 0-10V Analog, DALI, DMX, Phase Cut | Zigbee,Bluetooth,WiFi | No | No | Yes | Yes | Yes | Yes | Autani Energy Center, Avi-on, Douglas Dialog, Enlighted IOT System, Lutron- Vive, McWoing TruBlu, Nedap Luxon, Signify Easysense | Yes | Yes | No | Yes | Yes | Yes | Yes | No | Yes | Yes | Yes | No | RRRWGM | [10 empty] | 17113 | 160.42 | 106.68 | 10 | 0.994 | 5000 | 82 | 10 | 81 | 97 | -12 | 8 |  |  |  |  | No | No | No | No | No | [9 empty] | AC |  | 120 | 277 |  |  | 17113 | 106.68
Solid State Lighting | 5 | P6ZEQQCM | Saylite/Texas Fluorescents Reinvented | Saylite | CRSR48LT58W6700LDMVxxx30K | Indoor Luminaires | Linear Ambient | Direct Linear Ambient Luminaires |  |  | TRUE | Standard |  |  | 6717 | 115.4 | 58.2 | 3.8 | 0.975 | 3180 | 84 | [5 empty] | 5 | 50000 | 2017-06-12 | Yes | Continuous Dimming to 10% or below | [23 empty] | EAEEZR | [10 empty] | 6717 | 115.41 | 58.2 | 3.8 | 0.98 | 3000 | 84 |  |  |  |  | 4 |  | TRUE | [6 empty] | No | [9 empty] | AC | Updated on 10/31/2019
Solid State Lighting | 5.1 | P70HUMWX | Saylite/Texas Fluorescents Reinvented | Saylite | C24LY25WD(D,G,DALI,DEXAL,SR)MV30Koooo | Indoor Luminaires | Linear Ambient | Direct Linear Ambient Luminaires |  |  |  | Standard | [16 empty] | 2021-09-30 | Yes | Continuous Dimming to 10% or below | LLLC,Energy Monitoring,High End Trim | Multifunction Sensor, Sensor Receptacle, Daylight Sensing, Occupancy Sensing | 0-10V Analog, DALI, DMX, Phase Cut | Zigbee,Bluetooth,WiFi | No | No | Yes | Yes | Yes | Yes | Autani Energy Center, Avi-on, Douglas Dialog, Enlighted IOT System, Lutron- Vive, McWoing TruBlu, Nedap Luxon, Signify Easysense | Yes | Yes | No | Yes | Yes | Yes | Yes | No | Yes | Yes | Yes | No | RRRWGM | [10 empty] | 3729 | 149.16 | 25 | 13.3 | 0.905 | 3000 | 84 | 9 | 84 | 98 | -11 | 2 |  |  |  |  | No | No | No | No | No | [9 empty] | AC |  | 120 | 277 |  |  | 3729 | 25
Solid State Lighting | 5 | P7159KDZ | Saylite/Texas Fluorescents Reinvented | Saylite | HIL48LA315W45000LDMVxxx35Koooo | Indoor Luminaires | High-Bay | High-Bay Luminaires for Commercial and Industrial Buildings |  |  |  | Standard | [16 empty] | 2017-05-15 | Yes | Continuous Dimming to 10% or below | [23 empty] | KKKZVA | [10 empty] | 44109 | 139.85 | 315.4 | 6.5 | 0.98 | 3500 | 82 | [13 empty] | No | [9 empty] | AC | Product delisted 1/31/2018 relisted on 05/22/2018, Updated on 10/31/2019
Solid State Lighting | 5 | P718FMZ9 | Saylite/Texas Fluorescents Reinvented | Saylite | C48LF24W3500LDMV35K | Indoor Luminaires | Linear Ambient | Direct Linear Ambient Luminaires |  |  |  | Standard | [16 empty] | 2017-02-03 | Yes | Continuous Dimming to 10% or below | [23 empty] | YYYBLC | [10 empty] | 3365 | 141.03 | 23.86 | 8 | 0.92 | 3500 | 84 |  |  |  |  | 4 | 4.0 ft | [7 empty] | No | [9 empty] | AC | Updated on 10/31/2019
Solid State Lighting | 5.1 | P71BP71M | Saylite/Texas Fluorescents Reinvented | Saylite | 207A248LY54WDMV40Koooo | Indoor Luminaires | Linear Ambient | Direct Linear Ambient Luminaires |  |  |  | Standard | [16 empty] | 2021-11-02 | No | Continuous Dimming to 10% or below | No Control Capability | No Sensor | 0-10V Analog | No Wireless Protocol | No | No | No | No | No | No |  | No | No | No | Yes | No | No | No | No | No | No | No | No | VVVZVR | [10 empty] | 8282 | 155.18 | 53.4 | 13.2 | 0.898 | 4000 | 83 | 8 | 84 | 97 | -11 | 4 | 4.0 ft |  |  |  | No | No | No | No | No | [9 empty] | AC |  | 120 | 277 |  |  | 8282 | 53.4
Solid State Lighting | 5.1 | P71HZL6X | Saylite/Texas Fluorescents Reinvented | Saylite | CITE48LRFY52WDMV30K | Indoor Luminaires | Linear Ambient | Direct Linear Ambient Luminaires |  |  |  | Standard | [16 empty] | 2021-04-28 | Yes | Continuous Dimming to 10% or below | Energy Monitoring, High-end Trim, Autani Energy Center, Avi-on, Douglas Dialog, Enlighted IOT System, Lutron- Vive, McWoing TruBlu, Nedap Luxon, Signify Easysense | Daylight Sensor, Occupancy Sensor, Multifunction Sensor, Integral Sensor Receptacle | 0-10V Analog,DALI,DMX | Zigbee, Bluetooth, Wifi | No | No | Yes | Yes | Yes | Yes | Autani Energy Center, Avi-on, Douglas Dialog, Enlighted IOT System, Lutron- Vive, McWoing TruBlu, Nedap Luxon, Signify Easysense | Yes | Yes | No | Yes | Yes | Yes | No | No | Yes | Yes | Yes |  | BBBFSF | [10 empty] | 7078.7 | 136.129 | 52 | 9.5 | 0.902 | 3000 | 84 | 10 | 84 | 98 | -11 | 4 | 4.0 ft |  |  |  | No | No | No | No | No | [9 empty] | AC |  | 120 | 277 |  |  | 7078.7 | 52
Solid State Lighting | 5.1 | P72KKDK9 | Saylite/Texas Fluorescents Reinvented | Saylite | 209A48LY40WDMV35Koooo | Indoor Luminaires | Linear Ambient | Direct Linear Ambient Luminaires |  |  |  | Standard | [16 empty] | 2021-11-02 | No | Continuous Dimming to 10% or below | No Control Capability | No Sensor | 0-10V Analog | No Wireless Protocol | No | No | No | No | No | No |  | No | No | No | Yes | No | No | No | No | No | No | No | No | VVVZVR | [10 empty] | 6279 | 156.98 | 40 | 13.2 | 0.898 | 3500 | 84 | 9 | 84 | 97 | -11 | 4 | 4.0 ft |  |  |  | No | No | No | No | No | [9 empty] | AC |  | 120 | 277 |  |  | 6279 | 40
Solid State Lighting | 5 | P74B2AVT | Saylite/Texas Fluorescents Reinvented | Saylite | CBF22LF15W1900LDMV30K | Indoor Luminaires | Troffer | 2x2 Luminaires for Ambient Lighting of Interior Commercial Spaces |  |  | TRUE | Premium |  |  | 1861.5 | 125.9 | 14.79 | 5 | 0.996 | 3096 | 84 | [5 empty] | 5 | 50000 | 2017-02-03 | Yes | Continuous Dimming to 10% or below | [23 empty] | YYYBKY | [10 empty] | 1862 | 125.9 | 14.79 | 5 | 1 | 3096 | 84 | [6 empty] | TRUE | [6 empty] | No | [9 empty] | AC | Updated on 10/31/2019
Solid State Lighting | 5 | P74WC58E | Saylite/Texas Fluorescents Reinvented | Saylite | C48LF35W4900LDMV40K | Indoor Luminaires | Linear Ambient | Direct Linear Ambient Luminaires |  |  |  | Standard | [16 empty] | 2017-02-03 | Yes | Continuous Dimming to 10% or below | [23 empty] | YYYBLC | [10 empty] | 4920 | 140.57 | 35 | 5.07 | 1 | 4000 | 84 |  |  |  |  | 4 | 4.0 ft | [7 empty] | No | [9 empty] | AC | Updated on 10/31/2019
Solid State Lighting | 5.1 | P756L0Y7 | Saylite/Texas Fluorescents Reinvented | Saylite | 207A248LY20WDMV35Koooo | Indoor Luminaires | Linear Ambient | Direct Linear Ambient Luminaires |  |  |  | Standard | [16 empty] | 2021-11-02 | No | Continuous Dimming to 10% or below | No Control Capability | No Sensor | 0-10V Analog | No Wireless Protocol | No | No | No | No | No | No |  | No | No | No | Yes | No | No | No | No | No | No | No | No | VVVZVR | [10 empty] | 3239 | 161.94 | 20 | 9.2 | 0.916 | 3500 | 84 | 10 | 84 | 97 | -11 | 4 | 4.0 ft |  |  |  | No | No | No | No | No | [9 empty] | AC |  | 120 | 277 |  |  | 3239 | 20
Solid State Lighting | 5.1 | P75IADPQ | Saylite/Texas Fluorescents Reinvented | Saylite | 200A248LY15WDMV50Koooo | Indoor Luminaires | Linear Ambient | Direct Linear Ambient Luminaires |  |  |  | Standard | [16 empty] | 2021-11-02 | No | Continuous Dimming to 10% or below | No Control Capability | No Sensor | 0-10V Analog | No Wireless Protocol | No | No | No | No | No | No |  | No | No | No | Yes | No | No | No | No | No | No | No | No | VVVZVR | [10 empty] | 2520 | 166.19 | 15.2 | 9.2 | 0.916 | 5000 | 84 | 13 | 82 | 96 | -12 | 4 | 4.0 ft |  |  |  | No | No | No | No | No | [9 empty] | AC |  | 120 | 277 |  |  | 2520 | 15.2
Solid State Lighting | 5.1 | P75ZBRM9 | Saylite/Texas Fluorescents Reinvented | Saylite | C48LFRY54WD(D,G,DALI,DEXAL,SR)MV30Koooo | Indoor Luminaires | Linear Ambient | Direct Linear Ambient Luminaires |  |  |  | Standard | [16 empty] | 2021-09-30 | Yes | Continuous Dimming to 10% or below | LLLC,Energy Monitoring,High End Trim | Multifunction Sensor, Sensor Receptacle, Daylight Sensing, Occupancy Sensing | 0-10V Analog, DALI, DMX, Phase Cut | Zigbee,Bluetooth,WiFi | No | No | Yes | Yes | Yes | Yes | Autani Energy Center, Avi-on, Douglas Dialog, Enlighted IOT System, Lutron- Vive, McWoing TruBlu, Nedap Luxon, Signify Easysense | Yes | Yes | No | Yes | Yes | Yes | Yes | No | Yes | Yes | Yes | No | RRRWGM | [10 empty] | 7435 | 139.38 | 53.34 | 13.2 | 0.898 | 3000 | 83 | 8 | 83 | 98 | -11 | 4 |  |  |  |  | No | No | No | No | No | [9 empty] | AC |  | 120 | 277 |  |  | 7435 | 53.34
Solid State Lighting | 5 | P76V6MYY | Saylite/Texas Fluorescents Reinvented | Saylite | HIL48LA220W32500LDMVxxx35Koooo | Indoor Luminaires | High-Bay | High-Bay Luminaires for Commercial and Industrial Buildings |  |  |  | Standard | [16 empty] | 2017-05-15 | Yes | Continuous Dimming to 10% or below | [23 empty] | KKKZVA | [10 empty] | 32035 | 144.82 | 221.2 | 6.5 | 0.98 | 3500 | 82 | [13 empty] | No | [9 empty] | AC | Product delisted 1/31/2018 relisted on 05/22/2018, Updated on 10/31/2019
Solid State Lighting | 5 | P7846P5R | Saylite/Texas Fluorescents Reinvented | Saylite | 131A24LJ40W5300LDMV30K | Indoor Luminaires | Troffer | 2x4 Luminaires for Ambient Lighting of Interior Commercial Spaces |  |  |  | Standard | [16 empty] | 2018-05-25 | Yes | Continuous Dimming to 10% or below | [23 empty] | LLLBNI | [10 empty] | 4908 | 124.253 | 39.5 | 4.7 | 0.97 | 3000 | 83 | [6 empty] | TRUE | [6 empty] | No | [9 empty] | AC | Updated on 10/31/2019
Solid State Lighting | 5 | P784W6Z9 | Saylite/Texas Fluorescents Reinvented | Saylite | LED48T815W1800LRK40K | Linear Replacement Lamp | T8 Four-Foot | Dual Mode Internal Driver (UL Type A and Type B) |  |  |  | Standard | [16 empty] | 2015-07-16 | Not Yet Verified | Not Dimmable | [23 empty] | KKKXVE | [10 empty] | 2160 | 135 | 16 | 20 | 0.9 | 4000 | 83 |  |  |  |  | 4 | 4.0 ft | [7 empty] | No | [9 empty] | AC | Updated on 5/22/2017, Updated on 10/31/2019
Solid State Lighting | 5.1 | P78FGIBV | Saylite/Texas Fluorescents Reinvented | Saylite | 209A96LY70WDMV30Koooo | Indoor Luminaires | Linear Ambient | Direct Linear Ambient Luminaires |  |  |  | Standard | [16 empty] | 2021-11-02 | No | Continuous Dimming to 10% or below | No Control Capability | No Sensor | 0-10V Analog | No Wireless Protocol | No | No | No | No | No | No |  | No | No | No | Yes | No | No | No | No | No | No | No | No | VVVZVR | [10 empty] | 10596 | 151.37 | 70 | 13.2 | 0.898 | 3000 | 84 | 9 | 84 | 97 | -11 | 8 | 8.0 ft |  |  |  | No | No | No | No | No | [9 empty] | AC |  | 120 | 277 |  |  | 10596 | 70
Solid State Lighting | 5 | P78QEWXP | Saylite/Texas Fluorescents Reinvented | Saylite | HBC48LN162W24000LA10DMVxxx30Koooo | Indoor Luminaires | High-Bay | High-Bay Luminaires for Commercial and Industrial Buildings |  |  |  | Standard | [16 empty] | 2017-03-15 | Yes | Continuous Dimming to 10% or below | [23 empty] | LLLBCJ | [10 empty] | 22315 | 137.75 | 162 | 6.1 | 0.96 | 3000 | 83 | [6 empty] | TRUE | [6 empty] | No | [9 empty] | AC | Updated on 10/31/2019
Solid State Lighting | 5 | P78S3MUH | Saylite/Texas Fluorescents Reinvented | Saylite | 131A22LJ40W4500LDMV40K | Indoor Luminaires | Troffer | 2x2 Luminaires for Ambient Lighting of Interior Commercial Spaces |  |  |  | Standard | [16 empty] | 2018-05-25 | Yes | Continuous Dimming to 10% or below | [23 empty] | LLLBNI | [10 empty] | 4503 | 109.562 | 41.1 | 8.2 | 0.95 | 4000 | 82 | [13 empty] | No | [9 empty] | AC | Updated on 10/31/2019
Solid State Lighting | 5 | P796TPG7 | Saylite/Texas Fluorescents Reinvented | Saylite/Texas Fluorescents reinvented | CLWD3SF48LQ25W3800LDMV35KWH[PI1,PI2,PI3D,WP,WP10,EM] | Indoor Luminaires | Linear Ambient | Direct Linear Ambient Luminaires |  |  |  | Premium | [16 empty] | 2019-11-21 | No | Continuous Dimming to 10% or below | [23 empty] | XXXDRT | [10 empty] | 3801 | 154 | 24.7 | 13 | 0.87 | 3500 | 84 |  |  |  |  | 4 | 4.0 ft | [7 empty] | No | [9 empty] | AC |  | 120 | 277 |  |  | 3801 | 24.7
Solid State Lighting | 5 | P79W54R4 | Saylite/Texas Fluorescents Reinvented | Saylite | DFUCLL24LF48W6750LDMV40K | Indoor Retrofit Kit | Troffer | Integrated Retrofit Kits for 2x4 Luminaires | General Purpose |  |  | Premium | [16 empty] | 2017-03-24 | Yes | Continuous Dimming to 10% or below | [23 empty] | VAVWHZ | [10 empty] | 6780 | 141 | 48 | 5.6 | 1 | 4000 | 84 | [13 empty] | No | [9 empty] | AC | Updated on 10/31/2019
Solid State Lighting | 5 | P7AO2B6Y | Saylite/Texas Fluorescents Reinvented | Fleco Industries | HILFR24LX100W15000LDMV50Koooo (except WG) | Indoor Luminaires | High-Bay | High-Bay Luminaires for Commercial and Industrial Buildings |  |  |  | Premium | [16 empty] | 2020-06-23 | Yes | Continuous Dimming to 10% or below | [23 empty] | TTTVRK | [10 empty] | 15210 | 152.1 | 100 | 9.45 | 0.966 | 5000 | 83 | [13 empty] | No | [9 empty] | AC |  | 120 | 277 |  |  | 15210 | 100
Solid State Lighting | 5 | P7AQQVAZ | Saylite/Texas Fluorescents Reinvented | Saylite | CBF22LF18W2100LDMV30K | Indoor Luminaires | Troffer | 2x2 Luminaires for Ambient Lighting of Interior Commercial Spaces |  |  | TRUE | Standard |  |  | 1977.7 | 111.5 | 17.74 | 11.1 | 0.908 | 3100 | 84 | [5 empty] | 5 | 50000 | 2017-02-03 | Yes | Continuous Dimming to 10% or below | [23 empty] | YYYBKW | [10 empty] | 1977.7 | 111.48 | 17.74 | 11.1 | 0.91 | 3000 | 84 | [6 empty] | TRUE | [6 empty] | No | [9 empty] | AC | Updated on 10/31/2019
Solid State Lighting | 5.1 | P7CF9RX4 | Saylite/Texas Fluorescents Reinvented | Saylite | 8RB(421 or 501)LY100WD(D,G,DALI,DEXAL,SR)MV40Koooo | Indoor Retrofit Kit | Linear Ambient | Retrofit Kits for Direct Linear Ambient Luminaires | Luminaire Specific |  |  | Standard | [16 empty] | 2021-09-30 | Yes | Continuous Dimming to 10% or below | LLLC,Energy Monitoring,High End Trim | Multifunction Sensor, Sensor Receptacle, Daylight Sensing, Occupancy Sensing | 0-10V Analog, DALI, DMX, Phase Cut | Zigbee,Bluetooth,WiFi | No | No | Yes | Yes | Yes | Yes | Autani Energy Center, Avi-on, Douglas Dialog, Enlighted IOT System, Lutron- Vive, McWoing TruBlu, Nedap Luxon, Signify Easysense | Yes | Yes | No | Yes | Yes | Yes | Yes | No | Yes | Yes | Yes | No | RRRWGM | [10 empty] | 16326 | 163.26 | 100 | 10 | 0.994 | 4000 | 83 | 8 | 83 | 98 | -11 | 8 |  |  |  |  | No | No | No | No | No | [9 empty] | AC |  | 120 | 277 |  |  | 16326 | 100
Solid State Lighting | 5.1 | P7CWJHBE | Saylite/Texas Fluorescents Reinvented | Saylite | C24LFRY25WD(D,G,DALI,DEXAL,SR)MV40Koooo | Indoor Luminaires | Linear Ambient | Direct Linear Ambient Luminaires |  |  |  | Standard | [16 empty] | 2021-09-30 | Yes | Continuous Dimming to 10% or below | LLLC,Energy Monitoring,High End Trim | Multifunction Sensor, Sensor Receptacle, Daylight Sensing, Occupancy Sensing | 0-10V Analog, DALI, DMX, Phase Cut | Zigbee,Bluetooth,WiFi | No | No | Yes | Yes | Yes | Yes | Autani Energy Center, Avi-on, Douglas Dialog, Enlighted IOT System, Lutron- Vive, McWoing TruBlu, Nedap Luxon, Signify Easysense | Yes | Yes | No | Yes | Yes | Yes | Yes | No | Yes | Yes | Yes | No | RRRWGM | [10 empty] | 3698 | 147.9 | 25 | 13.4 | 0.904 | 4000 | 84 | 10 | 84 | 98 | -10 | 2 |  |  |  |  | No | No | No | No | No | [9 empty] | AC |  | 120 | 277 |  |  | 3698 | 25
Solid State Lighting | 5.1 | P7DBZDXC | Saylite/Texas Fluorescents Reinvented | Saylite | (SS,SV,SD,SM)CBF22LY15WDMV50Koooo | Indoor Luminaires | Troffer | 2x2 Luminaires for Ambient Lighting of Interior Commercial Spaces |  |  |  | Standard | [16 empty] | 2021-07-29 | Yes | Continuous Dimming to 10% or below | Autani Energy Center, Avi-on, Douglas Dialog, Enlighted IOT System, Lutron- Vive, McWoing TruBlu, Nedap Luxon, Signify Easysense | Multifunction Sensor,Sensor Receptacle,Daylight Sensor,Occupancy Sensing | 0-10V Analog | Zigbee,Bluetooth,WiFi | No | No | Yes | Yes | Yes | Yes | Autani Energy Center, Avi-on, Douglas Dialog, Enlighted IOT System, Lutron- Vive, McWoing TruBlu, Nedap Luxon, Signify Easysense | No | No | No | Yes | No | No | No |  | Yes | Yes | Yes | No | JJJOWB | [10 empty] | 2112.99 | 137.207 | 15.4 | 11.3 | 0.909 | 5000 | 83 | 11 | 81 | 96 | -12 | [5 empty] | No | No | No | No | No | [9 empty] | AC |  | 120 | 277 |  |  | 2112.99 | 15.4
Solid State Lighting | 5.1 | P7DCY3E4 | Saylite/Texas Fluorescents Reinvented | Saylite | 8RB(421 or 501)LY70WD(D,G,DALI,DEXAL,SR)MV35Koooo | Indoor Retrofit Kit | Linear Ambient | Retrofit Kits for Direct Linear Ambient Luminaires | Luminaire Specific |  |  | Standard | [16 empty] | 2021-09-30 | Yes | Continuous Dimming to 10% or below | LLLC,Energy Monitoring,High End Trim | Multifunction Sensor, Sensor Receptacle, Daylight Sensing, Occupancy Sensing | 0-10V Analog, DALI, DMX, Phase Cut | Zigbee,Bluetooth,WiFi | No | No | Yes | Yes | Yes | Yes | Autani Energy Center, Avi-on, Douglas Dialog, Enlighted IOT System, Lutron- Vive, McWoing TruBlu, Nedap Luxon, Signify Easysense | Yes | Yes | No | Yes | Yes | Yes | Yes | No | Yes | Yes | Yes | No | RRRWGM | [10 empty] | 11504 | 164.34 | 70 | 10 | 0.994 | 3500 | 83 | 8 | 83 | 98 | -11 | 8 |  |  |  |  | No | No | No | No | No | [9 empty] | AC |  | 120 | 277 |  |  | 11504 | 70
Solid State Lighting | 5 | P7DGAICK | Saylite/Texas Fluorescents Reinvented | Saylite | 131A22LJ24W2700LDMV35K | Indoor Luminaires | Troffer | 2x2 Luminaires for Ambient Lighting of Interior Commercial Spaces |  |  |  | Standard | [16 empty] | 2018-05-25 | Yes | Continuous Dimming to 10% or below | [23 empty] | LLLBNI | [10 empty] | 2621 | 112.009 | 23.4 | 8.2 | 0.95 | 3500 | 82 | [13 empty] | No | [9 empty] | AC | Updated on 10/31/2019
Solid State Lighting | 5 | P7DGKFNT | Saylite/Texas Fluorescents Reinvented | Saylite | JSR96L60w8400LDMV50K | Indoor Luminaires | Linear Ambient | Direct Linear Ambient Luminaires |  |  |  | Standard | [16 empty] | 2016-09-30 | No | Not Dimmable | [23 empty] | WWWANL | [10 empty] | 8400 | 140 | 60 | 20 | 0.9 | 5000 | 82.1 |  |  |  |  | 8 | 8.0 ft | [7 empty] | No | [9 empty] | AC | Updated on 10/31/2019
Solid State Lighting | 5.1 | P7DIFGT2 | Saylite/Texas Fluorescents Reinvented | Saylite | RKCIT96LY70WDMV35K | Indoor Retrofit Kit | Linear Ambient | Retrofit Kits for Direct Linear Ambient Luminaires | Luminaire Specific |  |  | Standard | [16 empty] | 2021-04-28 | Yes | Continuous Dimming to 10% or below | Energy Monitoring, High-end Trim, Autani Energy Center, Avi-on, Douglas Dialog, Enlighted IOT System, Lutron- Vive, McWoing TruBlu, Nedap Luxon, Signify Easysense | Daylight Sensor, Occupancy Sensor, Multifunction Sensor, Integral Sensor Receptacle | 0-10V Analog,DALI,DMX | Zigbee, Bluetooth, Wifi | No | No | Yes | Yes | Yes | Yes | Autani Energy Center, Avi-on, Douglas Dialog, Enlighted IOT System, Lutron- Vive, McWoing TruBlu, Nedap Luxon, Signify Easysense | Yes | Yes | No | Yes | Yes | Yes | No | No | Yes | Yes | Yes |  | BBBFSF | [10 empty] | 10135.6 | 144.794 | 70 | 9.5 | 0.902 | 3500 | 84 | 10 | 84 | 98 | -11 | 8 | 8.0 ft |  |  |  | No | No | No | No | No | [9 empty] | AC |  | 120 | 277 |  |  | 10135.6 | 70
Solid State Lighting | 5.1 | P7ENSGZ4 | Saylite/Texas Fluorescents Reinvented | Saylite | 200A248LY30WDMV50Koooo | Indoor Luminaires | Linear Ambient | Direct Linear Ambient Luminaires |  |  |  | Standard | [16 empty] | 2021-11-02 | No | Continuous Dimming to 10% or below | No Control Capability | No Sensor | 0-10V Analog | No Wireless Protocol | No | No | No | No | No | No |  | No | No | No | Yes | No | No | No | No | No | No | No | No | VVVZVR | [10 empty] | 4997 | 163.73 | 30.5 | 9.2 | 0.916 | 5000 | 84 | 13 | 82 | 96 | -12 | 4 | 4.0 ft |  |  |  | No | No | No | No | No | [9 empty] | AC |  | 120 | 277 |  |  | 4997 | 30.5
Solid State Lighting | 5.1 | P7EVDRA4 | Saylite/Texas Fluorescents Reinvented | Saylite | 200A248LY50WDMV30Koooo | Indoor Luminaires | Linear Ambient | Direct Linear Ambient Luminaires |  |  |  | Standard | [16 empty] | 2021-11-02 | No | Continuous Dimming to 10% or below | No Control Capability | No Sensor | 0-10V Analog | No Wireless Protocol | No | No | No | No | No | No |  | No | No | No | Yes | No | No | No | No | No | No | No | No | VVVZVR | [10 empty] | 7328 | 146.57 | 50 | 13.2 | 0.898 | 3000 | 84 | 9 | 84 | 97 | -11 | 4 | 4.0 ft |  |  |  | No | No | No | No | No | [9 empty] | AC |  | 120 | 277 |  |  | 7328 | 50
Solid State Lighting | 5 | P7EW8KVZ | Saylite/Texas Fluorescents Reinvented | Saylite | DFUCLL22LF24W3000LDMV40K | Indoor Retrofit Kit | Troffer | Integrated Retrofit Kits for 2x2 Luminaires | General Purpose |  |  | Premium | [16 empty] | 2017-03-24 | Yes | Continuous Dimming to 10% or below | [23 empty] | VAVWHY | [10 empty] | 3080 | 129 | 23.7 | 3.9 | 1 | 4000 | 83 | [13 empty] | No | [9 empty] | AC | Updated on 10/31/2019
Solid State Lighting | 5 | P7FP5WYZ | Saylite/Texas Fluorescents Reinvented | Saylite | HIL48LA355W50000LDMVxxx35Koooo | Indoor Luminaires | High-Bay | High-Bay Luminaires for Commercial and Industrial Buildings |  |  |  | Standard | [16 empty] | 2017-05-15 | Yes | Continuous Dimming to 10% or below | [23 empty] | KKKZVA | [10 empty] | 48647 | 137.46 | 353.9 | 6.5 | 0.98 | 3500 | 82 | [13 empty] | No | [9 empty] | AC | Product delisted 1/31/2018 relisted on 05/22/2018, Updated on 10/31/2019
Solid State Lighting | 5.1 | P7HHHRZO | Saylite/Texas Fluorescents Reinvented | Saylite | 4RB(421 or 501)LY54WD(D,G,DALI,DEXAL,SR)MV40Koooo | Indoor Retrofit Kit | Linear Ambient | Retrofit Kits for Direct Linear Ambient Luminaires | Luminaire Specific |  |  | Standard | [16 empty] | 2021-09-30 | Yes | Continuous Dimming to 10% or below | LLLC,Energy Monitoring,High End Trim | Multifunction Sensor, Sensor Receptacle, Daylight Sensing, Occupancy Sensing | 0-10V Analog, DALI, DMX, Phase Cut | Zigbee,Bluetooth,WiFi | No | No | Yes | Yes | Yes | Yes | Autani Energy Center, Avi-on, Douglas Dialog, Enlighted IOT System, Lutron- Vive, McWoing TruBlu, Nedap Luxon, Signify Easysense | Yes | Yes | No | Yes | Yes | Yes | Yes | No | Yes | Yes | Yes | No | RRRWGM | [10 empty] | 8557 | 160.42 | 53.34 | 10 | 0.994 | 4000 | 83 | 7 | 83 | 98 | -11 | 4 |  |  |  |  | No | No | No | No | No | [9 empty] | AC |  | 120 | 277 |  |  | 8557 | 53.34
Solid State Lighting | 5 | P7IO187K | Saylite/Texas Fluorescents Reinvented | Saylite | 22CJ40W4500LW10DMV30K | Indoor Retrofit Kit | Troffer | Linear Retrofit Kits for 2x2 Luminaires | General Purpose |  |  | Standard | [16 empty] | 2018-05-25 | Yes | Continuous Dimming to 10% or below | [23 empty] | LLLBNI | [10 empty] | 4268 | 103.844 | 41.1 | 8.2 | 0.95 | 3000 | 82 | [6 empty] | TRUE | [6 empty] | No | [9 empty] | AC | Updated on 10/31/2019
Solid State Lighting | 5.1 | P7IQSXZF | Saylite/Texas Fluorescents Reinvented | Saylite | (SS,SV,SD,SM)CBF14LY15WDMV35Koooo | Indoor Luminaires | Troffer | 1x4 Luminaires for Ambient Lighting of Interior Commercial Spaces |  |  |  | Standard | [16 empty] | 2021-07-29 | Yes | Continuous Dimming to 10% or below | Autani Energy Center, Avi-on, Douglas Dialog, Enlighted IOT System, Lutron- Vive, McWoing TruBlu, Nedap Luxon, Signify Easysense | Multifunction Sensor,Sensor Receptacle,Daylight Sensor,Occupancy Sensing | 0-10V Analog | Zigbee,Bluetooth,WiFi | No | No | Yes | Yes | Yes | Yes | Autani Energy Center, Avi-on, Douglas Dialog, Enlighted IOT System, Lutron- Vive, McWoing TruBlu, Nedap Luxon, Signify Easysense | No | No | No | Yes | No | No | No |  | Yes | Yes | Yes | No | JJJOWB | [10 empty] | 2092.94 | 136.259 | 15.36 | 9.7 | 0.913 | 3500 | 84 | 9 | 83 | 98 | -11 | [5 empty] | No | No | No | No | No | [9 empty] | AC |  | 120 | 277 |  |  | 2092.94 | 15.36
Solid State Lighting | 5 | P7J5JV8S | Saylite/Texas Fluorescents Reinvented | Saylite | CBF24LF48W6200LDMV50K | Indoor Luminaires | Troffer | 2x4 Luminaires for Ambient Lighting of Interior Commercial Spaces |  |  |  | Standard | [16 empty] | 2017-02-03 | Yes | Continuous Dimming to 10% or below | [23 empty] | YYYBKX | [10 empty] | 6340 | 132.08 | 48 | 8.5 | 0.99 | 5000 | 84 | [13 empty] | No | [9 empty] | AC | Updated on 10/31/2019
Solid State Lighting | 5 | P7JX6TRF | Saylite/Texas Fluorescents Reinvented | Saylite | FPELP22LED40DMVWH35 | Indoor Luminaires | Troffer | 2x2 Luminaires for Ambient Lighting of Interior Commercial Spaces |  |  |  | Standard | [16 empty] | 2016-09-15 | No | Continuous Dimming to 10% or below | [23 empty] | WWWAMH | [10 empty] | 4800 | 120 | 40 | 18.35 | 0.9252 | 3500 | 82.3 | [13 empty] | No | [9 empty] | AC | X is placeholder for the edge of the pabel that doesn't affect performance, Updated on 10/31/2019
Solid State Lighting | 5 | P7K27H8Q | Saylite/Texas Fluorescents Reinvented | Saylite | 131A22LF28W3000LDMV40K | Indoor Luminaires | Troffer | 2x2 Luminaires for Ambient Lighting of Interior Commercial Spaces |  |  |  | Standard | [16 empty] | 2017-02-03 | No | Continuous Dimming to 10% or below | [23 empty] | YYYBLD | [10 empty] | 2979 | 107 | 28 | 6.8 | 0.994 | 4000 | 84 | [13 empty] | No | [9 empty] | AC | Updated on 10/31/2019
Solid State Lighting | 5 | P7KZQG8G | Saylite/Texas Fluorescents Reinvented | Saylite | 131A24LF48W4800LDMV40K | Indoor Luminaires | Troffer | 2x4 Luminaires for Ambient Lighting of Interior Commercial Spaces |  |  |  | Standard | [16 empty] | 2015-06-02 | No | Continuous Dimming to 10% or below | [23 empty] | KKKWMB | [10 empty] | 5900 | 124.2 | 47.5 | 4.95 | 0.997 | 4000 | 83 | [13 empty] | No | [9 empty] | AC | Updated 9/9/2016, Updated on 10/31/2019
Solid State Lighting | 5.1 | P7KZQT3P | Saylite/Texas Fluorescents Reinvented | Saylite | (SS,SV,SD,SM)UCLL22LY33W(D,G,DALI,DEXAL,SR)(MV or 120)35Koooo | Indoor Luminaires | Troffer | 2x2 Luminaires for Ambient Lighting of Interior Commercial Spaces |  |  |  | Premium | [16 empty] | 2021-07-29 | Yes | Continuous Dimming to 10% or below | Autani Energy Center, Avi-on, Douglas Dialog, Enlighted IOT System, Lutron- Vive, McWoing TruBlu, Nedap Luxon, Signify Easysense | Multifunction Sensor,Sensor Receptacle,Daylight Sensor,Occupancy Sensing | 0-10V Analog,DALI,DMX | Zigbee,Bluetooth,WiFi | No | No | Yes | Yes | Yes | Yes | Autani Energy Center, Avi-on, Douglas Dialog, Enlighted IOT System, Lutron- Vive, McWoing TruBlu, Nedap Luxon, Signify Easysense | No | No | No | Yes | Yes | Yes | No |  | Yes | Yes | Yes | No | JJJOWA | [10 empty] | 4198.15 | 127.953 | 32.81 | 11.3 | 0.909 | 3500 | 83 | 8 | 83 | 98 | -11 | [5 empty] | No | No | No | No | No | [9 empty] | AC |  | 120 | 277 |  |  | 4198.15 | 32.81
Solid State Lighting | 5.1 | P7LAMOBY | Saylite/Texas Fluorescents Reinvented | Saylite | 8RB(421 or 501)LY100WD(D,G,DALI,DEXAL,SR)MV35Koooo | Indoor Retrofit Kit | Linear Ambient | Retrofit Kits for Direct Linear Ambient Luminaires | Luminaire Specific |  |  | Standard | [16 empty] | 2021-09-30 | Yes | Continuous Dimming to 10% or below | LLLC,Energy Monitoring,High End Trim | Multifunction Sensor, Sensor Receptacle, Daylight Sensing, Occupancy Sensing | 0-10V Analog, DALI, DMX, Phase Cut | Zigbee,Bluetooth,WiFi | No | No | Yes | Yes | Yes | Yes | Autani Energy Center, Avi-on, Douglas Dialog, Enlighted IOT System, Lutron- Vive, McWoing TruBlu, Nedap Luxon, Signify Easysense | Yes | Yes | No | Yes | Yes | Yes | Yes | No | Yes | Yes | Yes | No | RRRWGM | [10 empty] | 15987 | 159.87 | 100 | 10 | 0.994 | 3500 | 83 | 8 | 83 | 98 | -11 | 8 |  |  |  |  | No | No | No | No | No | [9 empty] | AC |  | 120 | 277 |  |  | 15987 | 100
Solid State Lighting | 5 | P7LX1P66 | Saylite/Texas Fluorescents Reinvented | Fleco Industries | HILFR48LX275W40000LDMV40Koooo (except WG) | Indoor Luminaires | High-Bay | High-Bay Luminaires for Commercial and Industrial Buildings |  |  |  | Premium | [16 empty] | 2020-06-23 | Yes | Continuous Dimming to 10% or below | [23 empty] | TTTVRK | [10 empty] | 39365 | 143.145 | 275 | 7.92 | 0.978 | 4000 | 83 | [13 empty] | No | [9 empty] | AC |  | 120 | 277 |  |  | 39365 | 275
Solid State Lighting | 5.1 | P7MP58DA | Saylite/Texas Fluorescents Reinvented | Saylite | S48LFRY35WD(D,G,DALI,DEXAL,SR)MV40Koooo | Indoor Luminaires | Linear Ambient | Direct Linear Ambient Luminaires |  |  |  | Standard | [16 empty] | 2021-09-30 | Yes | Continuous Dimming to 10% or below | LLLC,Energy Monitoring,High End Trim | Multifunction Sensor, Sensor Receptacle, Daylight Sensing, Occupancy Sensing | 0-10V Analog, DALI, DMX, Phase Cut | Zigbee,Bluetooth,WiFi | No | No | Yes | Yes | Yes | Yes | Autani Energy Center, Avi-on, Douglas Dialog, Enlighted IOT System, Lutron- Vive, McWoing TruBlu, Nedap Luxon, Signify Easysense | Yes | Yes | No | Yes | Yes | Yes | Yes | No | Yes | Yes | Yes | No | RRRWGM | [10 empty] | 5399 | 154.25 | 35 | 13.2 | 0.898 | 4000 | 84 | 9 | 83 | 98 | -11 | 4 |  |  |  |  | No | No | No | No | No | [9 empty] | AC |  | 120 | 277 |  |  | 5399 | 35
Solid State Lighting | 5.1 | P7MPROXF | Saylite/Texas Fluorescents Reinvented | Saylite | (SS,SV,SD,SM)CBF22LY15WDMV30Koooo | Indoor Luminaires | Troffer | 2x2 Luminaires for Ambient Lighting of Interior Commercial Spaces |  |  | TRUE | Standard |  | 120 | 1974.1 | 129.6 | 15.23 | 10.3 | 0.91 | 3005 | 83 | 9 | 84 | 97 | -11 | 0.0006 | 5 |  | 2021-07-29 | Yes | Continuous Dimming to 10% or below | Autani Energy Center, Avi-on, Douglas Dialog, Enlighted IOT System, Lutron- Vive, McWoing TruBlu, Nedap Luxon, Signify Easysense | Multifunction Sensor,Sensor Receptacle,Daylight Sensor,Occupancy Sensing | 0-10V Analog | Zigbee,Bluetooth,WiFi | No | No | Yes | Yes | Yes | Yes | Autani Energy Center, Avi-on, Douglas Dialog, Enlighted IOT System, Lutron- Vive, McWoing TruBlu, Nedap Luxon, Signify Easysense | No | No | No | Yes | No | No | No |  | Yes | Yes | Yes | No | JJJOWB | [10 empty] | 1974.1 | 128.188 | 15.4 | 8.8 | 0.91 | 3000 | 83 | 9 | 84 | 97 | -11 | [5 empty] | No | No | No | No | No | [9 empty] | AC |  | 120 | 277 |  |  | 1974.1 | 15.4
Solid State Lighting | 5 | P7MWJD6S | Saylite/Texas Fluorescents Reinvented | Saylite | CBF24LF62W7900LDMV30K | Indoor Luminaires | Troffer | 2x4 Luminaires for Ambient Lighting of Interior Commercial Spaces |  |  | TRUE | Standard |  |  | 7520.8 | 120.6 | 62.34 | 6.1 | 0.987 | 3118 | 83 | [5 empty] | 5 | 50000 | 2017-02-03 | Yes | Continuous Dimming to 10% or below | [23 empty] | YYYBLA | [10 empty] | 7520.8 | 120.64 | 62.34 | 4.6 | 1 | 3000 | 83 | [6 empty] | TRUE | [6 empty] | No | [9 empty] | AC | Updated on 10/31/2019
Solid State Lighting | 5 | P7N1XWUK | Saylite/Texas Fluorescents Reinvented | Saylite | CBF14LF35W4600DMV50K [Qualified at 120V] | Indoor Luminaires | Troffer | 1x4 Luminaires for Ambient Lighting of Interior Commercial Spaces |  |  |  | Standard | [16 empty] | 2017-02-03 | Yes | Continuous Dimming to 10% or below | [23 empty] | YYYBKV | [10 empty] | 4715 | 134.71 | 35 | 8.2 | 0.99 | 5000 | 84 | [13 empty] | No | [9 empty] | AC | Updated on 10/31/2019
Solid State Lighting | 5 | P7O39TZM | Saylite/Texas Fluorescents Reinvented | Saylite | 14CJ35W4300LW10DMV50K | Indoor Retrofit Kit | Troffer | Linear Retrofit Kits for 1x4 Luminaires | General Purpose |  |  | Standard | [16 empty] | 2018-05-25 | Yes | Continuous Dimming to 10% or below | [23 empty] | LLLBNI | [10 empty] | 4375 | 125 | 35 | 4.9 | 0.97 | 5000 | 83 | [13 empty] | No | [9 empty] | AC | Updated on 10/31/2019
Solid State Lighting | 5.1 | P7P1032S | Saylite/Texas Fluorescents Reinvented | Saylite | C96LFRY100WD(D,G,DALI,DEXAL,SR)MV50Koooo | Indoor Luminaires | Linear Ambient | Direct Linear Ambient Luminaires |  |  |  | Standard | [16 empty] | 2021-09-30 | Yes | Continuous Dimming to 10% or below | LLLC,Energy Monitoring,High End Trim | Multifunction Sensor, Sensor Receptacle, Daylight Sensing, Occupancy Sensing | 0-10V Analog, DALI, DMX, Phase Cut | Zigbee,Bluetooth,WiFi | No | No | Yes | Yes | Yes | Yes | Autani Energy Center, Avi-on, Douglas Dialog, Enlighted IOT System, Lutron- Vive, McWoing TruBlu, Nedap Luxon, Signify Easysense | Yes | Yes | No | Yes | Yes | Yes | Yes | No | Yes | Yes | Yes | No | RRRWGM | [10 empty] | 14969 | 149.69 | 100 | 13.2 | 0.898 | 5000 | 83 | 12 | 82 | 97 | -12 | 8 |  |  |  |  | No | No | No | No | No | [9 empty] | AC |  | 120 | 277 |  |  | 14969 | 100
Solid State Lighting | 5 | P7PI297N | Saylite/Texas Fluorescents Reinvented | Saylite | 131A24LJ28W3800LDMV40K | Indoor Luminaires | Troffer | 2x4 Luminaires for Ambient Lighting of Interior Commercial Spaces |  |  |  | Standard | [16 empty] | 2018-05-25 | Yes | Continuous Dimming to 10% or below | [23 empty] | LLLBNI | [10 empty] | 3788 | 137.246 | 27.6 | 4.7 | 0.97 | 4000 | 83 | [13 empty] | No | [9 empty] | AC | Updated on 10/31/2019
Solid State Lighting | 5.1 | P7PWAM2P | Saylite/Texas Fluorescents Reinvented | Saylite | (SS,SV,SD,SM)UCLL24LY35W(D,G,DALI,DEXAL,SR)(MV or 120)30Koooo | Indoor Luminaires | Troffer | 2x4 Luminaires for Ambient Lighting of Interior Commercial Spaces |  |  |  | Premium | [16 empty] | 2021-07-29 | Yes | Continuous Dimming to 10% or below | Autani Energy Center, Avi-on, Douglas Dialog, Enlighted IOT System, Lutron- Vive, McWoing TruBlu, Nedap Luxon, Signify Easysense | Multifunction Sensor,Sensor Receptacle,Daylight Sensor,Occupancy Sensing | 0-10V Analog,DALI,DMX | Zigbee,Bluetooth,WiFi | No | No | Yes | Yes | Yes | Yes | Autani Energy Center, Avi-on, Douglas Dialog, Enlighted IOT System, Lutron- Vive, McWoing TruBlu, Nedap Luxon, Signify Easysense | No | No | No | Yes | Yes | Yes | No |  | Yes | Yes | Yes | No | JJJOWA | [10 empty] | 4922.31 | 140.637 | 35 | 11.2 | 0.949 | 3000 | 83 | 8 | 83 | 98 | -11 | [5 empty] | No | No | No | No | No | [9 empty] | AC |  | 120 | 277 |  |  | 4922.31 | 35
Solid State Lighting | 5 | P7R8HBXB | Saylite/Texas Fluorescents Reinvented | Saylite | HIL48LA280W40000LDMVxxx35Koooo | Indoor Luminaires | High-Bay | High-Bay Luminaires for Commercial and Industrial Buildings |  |  |  | Standard | [16 empty] | 2017-05-15 | Yes | Continuous Dimming to 10% or below | [23 empty] | KKKZVA | [10 empty] | 39921 | 142.07 | 281 | 6.5 | 0.98 | 3500 | 82 | [13 empty] | No | [9 empty] | AC | Product delisted 1/31/2018 relisted on 05/22/2018, Updated on 10/31/2019
Solid State Lighting | 5 | P7S69ZWK | Saylite/Texas Fluorescents Reinvented | Saylite | UCLL22LF30W3600LDMV30K(WP,EM) | Indoor Luminaires | Troffer | 2x2 Luminaires for Ambient Lighting of Interior Commercial Spaces |  |  | TRUE | Standard |  |  | 3452.6 | 108.6 | 31.53 | 12.3 | 0.913 | 3090 | 83 | [5 empty] | 5 | 50000 | 2015-10-15 | Yes | Continuous Dimming to 10% or below | [23 empty] | KKKYHA | [10 empty] | 3425 | 108 | 31.5 | 6.8 | 0.984 | 3000 | 84 | [6 empty] | TRUE | [6 empty] | No | [9 empty] | AC | Product updated on 05/09/2018, Updated on 10/31/2019
Solid State Lighting | 5 | P7SHNYT2 | Saylite/Texas Fluorescents Reinvented | Saylite | CBF22LF28W3200LDMV50K | Indoor Luminaires | Troffer | 2x2 Luminaires for Ambient Lighting of Interior Commercial Spaces |  |  | TRUE | Standard |  |  | 3243.6 | 112.6 | 28.8 | 8.6 | 0.95 | 5208 | 84 | [5 empty] | 5 | 50000 | 2017-02-03 | Yes | Continuous Dimming to 10% or below | [23 empty] | YYYBKZ | [10 empty] | 3465 | 129.63 | 26.73 | 7.9 | 0.99 | 5000 | 84 | [13 empty] | No | [9 empty] | AC | Updated on 10/31/2019
Solid State Lighting | 5.1 | P7SM95JL | Saylite/Texas Fluorescents Reinvented | Saylite | S48LFRY30WD(D,G,DALI,DEXAL,SR)MV30Koooo | Indoor Luminaires | Linear Ambient | Direct Linear Ambient Luminaires |  |  |  | Standard | [16 empty] | 2021-09-30 | Yes | Continuous Dimming to 10% or below | LLLC,Energy Monitoring,High End Trim | Multifunction Sensor, Sensor Receptacle, Daylight Sensing, Occupancy Sensing | 0-10V Analog, DALI, DMX, Phase Cut | Zigbee,Bluetooth,WiFi | No | No | Yes | Yes | Yes | Yes | Autani Energy Center, Avi-on, Douglas Dialog, Enlighted IOT System, Lutron- Vive, McWoing TruBlu, Nedap Luxon, Signify Easysense | Yes | Yes | No | Yes | Yes | Yes | Yes | No | Yes | Yes | Yes | No | RRRWGM | [10 empty] | 4459 | 145.53 | 30.64 | 13.2 | 0.898 | 3000 | 84 | 9 | 83 | 98 | -11 | 4 |  |  |  |  | No | No | No | No | No | [9 empty] | AC |  | 120 | 277 |  |  | 4459 | 30.64
Solid State Lighting | 5 | P7TE85XC | Saylite/Texas Fluorescents Reinvented | Saylite | HIL48LA175W25000LDMVxxx30Koooo | Indoor Luminaires | High-Bay | High-Bay Luminaires for Commercial and Industrial Buildings |  |  | TRUE | Standard |  |  | 24045 | 135.4 | 177.6 | 6.5 | 0.98 | 3130 | 82 | [5 empty] | 5 | 50000 | 2017-05-15 | Yes | Continuous Dimming to 10% or below | [23 empty] | KKKZVA | [10 empty] | 24045 | 135.4 | 177.6 | 6.5 | 0.98 | 3000 | 82 | [6 empty] | TRUE | [6 empty] | No | [9 empty] | AC | Product delisted 1/31/2018 relisted on 05/22/2018, Updated on 10/31/2019
Solid State Lighting | 5.1 | P7U0NSAB | Saylite/Texas Fluorescents Reinvented | Saylite | C24LY25WD(D,G,DALI,DEXAL,SR)MV50Koooo | Indoor Luminaires | Linear Ambient | Direct Linear Ambient Luminaires |  |  |  | Standard | [16 empty] | 2021-09-30 | Yes | Continuous Dimming to 10% or below | LLLC,Energy Monitoring,High End Trim | Multifunction Sensor, Sensor Receptacle, Daylight Sensing, Occupancy Sensing | 0-10V Analog, DALI, DMX, Phase Cut | Zigbee,Bluetooth,WiFi | No | No | Yes | Yes | Yes | Yes | Autani Energy Center, Avi-on, Douglas Dialog, Enlighted IOT System, Lutron- Vive, McWoing TruBlu, Nedap Luxon, Signify Easysense | Yes | Yes | No | Yes | Yes | Yes | Yes | No | Yes | Yes | Yes | No | RRRWGM | [10 empty] | 4000 | 160 | 25 | 13.3 | 0.905 | 5000 | 82 | 11 | 81 | 97 | -12 | 2 |  |  |  |  | No | No | No | No | No | [9 empty] | AC |  | 120 | 277 |  |  | 4000 | 25
Solid State Lighting | 5.1 | P7UMWOAT | Saylite/Texas Fluorescents Reinvented | Saylite | 200A296LY80WDMV40Koooo | Indoor Luminaires | Linear Ambient | Direct Linear Ambient Luminaires |  |  |  | Standard | [16 empty] | 2021-11-02 | No | Continuous Dimming to 10% or below | No Control Capability | No Sensor | 0-10V Analog | No Wireless Protocol | No | No | No | No | No | No |  | No | No | No | Yes | No | No | No | No | No | No | No | No | VVVZVR | [10 empty] | 12855 | 157.36 | 80 | 13.2 | 0.898 | 4000 | 84 | 9 | 84 | 97 | -11 | 8 | 8.0 ft |  |  |  | No | No | No | No | No | [9 empty] | AC |  | 120 | 277 |  |  | 12855 | 40
Solid State Lighting | 5 | P7VBPP4E | Saylite/Texas Fluorescents Reinvented | Saylite | C48LF24W3500LDMV50K | Indoor Luminaires | Linear Ambient | Direct Linear Ambient Luminaires |  |  |  | Standard | [16 empty] | 2017-02-03 | Yes | Continuous Dimming to 10% or below | [23 empty] | YYYBLC | [10 empty] | 3580 | 150.04 | 23.86 | 8 | 0.92 | 5000 | 83 |  |  |  |  | 4 | 4.0 ft | [7 empty] | No | [9 empty] | AC | Updated on 10/31/2019
Solid State Lighting | 5 | P7VE9U1J | Saylite/Texas Fluorescents Reinvented | Saylite | C96LF118W15500LDMV35K | Indoor Luminaires | Linear Ambient | Direct Linear Ambient Luminaires |  |  |  | Standard | [16 empty] | 2017-02-03 | Yes | Continuous Dimming to 10% or below | [23 empty] | YYYBLC | [10 empty] | 15015 | 127.25 | 118 | 5.07 | 1 | 3500 | 84 |  |  |  |  | 8 | 8.0 ft | [7 empty] | No | [9 empty] | AC | Updated on 10/31/2019
Solid State Lighting | 5 | P7VKF2HF | Saylite/Texas Fluorescents Reinvented | Saylite | C24LFRF28W3300LDMV35K | Indoor Luminaires | Linear Ambient | Direct Linear Ambient Luminaires |  |  |  | Standard | [16 empty] | 2017-03-24 | Yes | Continuous Dimming to 10% or below | [23 empty] | VAVWHV | [10 empty] | 3190 | 113.93 | 28 | 7.65 | 1 | 3500 | 83 |  |  |  |  | 2 | 2.0 ft | [7 empty] | No | [9 empty] | AC | Updated on 10/31/2019
Solid State Lighting | 5.1 | P7VVBAN6 | Saylite/Texas Fluorescents Reinvented | Saylite | C48LY40WD(D,G,DALI,DEXAL,SR)MV30Koooo | Indoor Luminaires | Linear Ambient | Direct Linear Ambient Luminaires |  |  |  | Standard | [16 empty] | 2021-09-30 | Yes | Continuous Dimming to 10% or below | LLLC,Energy Monitoring,High End Trim | Multifunction Sensor, Sensor Receptacle, Daylight Sensing, Occupancy Sensing | 0-10V Analog, DALI, DMX, Phase Cut | Zigbee,Bluetooth,WiFi | No | No | Yes | Yes | Yes | Yes | Autani Energy Center, Avi-on, Douglas Dialog, Enlighted IOT System, Lutron- Vive, McWoing TruBlu, Nedap Luxon, Signify Easysense | Yes | Yes | No | Yes | Yes | Yes | Yes | No | Yes | Yes | Yes | No | RRRWGM | [10 empty] | 6215 | 155.37 | 40 | 10 | 0.994 | 3000 | 83 | 8 | 83 | 98 | -11 | 4 |  |  |  |  | No | No | No | No | No | [9 empty] | AC |  | 120 | 277 |  |  | 6215 | 40
Solid State Lighting | 5 | P7W9K59X | Saylite/Texas Fluorescents Reinvented | Saylite | CRSR96LT60W6900LDMVxxx40K | Indoor Luminaires | Linear Ambient | Direct Linear Ambient Luminaires |  |  |  | Standard | [16 empty] | 2017-06-12 | Yes | Continuous Dimming to 10% or below | [23 empty] | EAEEZR | [10 empty] | 7654 | 129.29 | 59.2 | 12 | 0.93 | 4000 | 84 |  |  |  |  | 8 | [8 empty] | No | [9 empty] | AC | Updated on 10/31/2019
Solid State Lighting | 5 | P7XEPHYY | Saylite/Texas Fluorescents Reinvented | Saylite | C96LF48W6500LDMV30K | Indoor Luminaires | Linear Ambient | Direct Linear Ambient Luminaires |  |  |  | Standard | [16 empty] | 2017-02-03 | Yes | Continuous Dimming to 10% or below | [23 empty] | YYYBLC | [10 empty] | 6160 | 128.33 | 48 | 5.07 | 1 | 3000 | 84 |  |  |  |  | 8 | 8.0 ft | TRUE | [6 empty] | No | [9 empty] | AC | Updated on 10/31/2019
Solid State Lighting | 5.1 | P7Y9C4YW | Saylite/Texas Fluorescents Reinvented | Saylite | S48LY30WD(D,G,DALI,DEXAL,SR)MV50Koooo | Indoor Luminaires | Linear Ambient | Direct Linear Ambient Luminaires |  |  |  | Standard | [16 empty] | 2021-09-30 | Yes | Continuous Dimming to 10% or below | LLLC,Energy Monitoring,High End Trim | Multifunction Sensor, Sensor Receptacle, Daylight Sensing, Occupancy Sensing | 0-10V Analog, DALI, DMX, Phase Cut | Zigbee,Bluetooth,WiFi | No | No | Yes | Yes | Yes | Yes | Autani Energy Center, Avi-on, Douglas Dialog, Enlighted IOT System, Lutron- Vive, McWoing TruBlu, Nedap Luxon, Signify Easysense | Yes | Yes | No | Yes | Yes | Yes | Yes | No | Yes | Yes | Yes | No | RRRWGM | [10 empty] | 5189 | 169.34 | 30.64 | 10 | 0.994 | 5000 | 82 | 10 | 81 | 97 | -12 | 4 |  |  |  |  | No | No | No | No | No | [9 empty] | AC |  | 120 | 277 |  |  | 5189 | 30.64
Solid State Lighting | 5.1 | P7ZT609M | Saylite/Texas Fluorescents Reinvented | Saylite | 209A24LY25WDMV50Koooo | Indoor Luminaires | Linear Ambient | Direct Linear Ambient Luminaires |  |  |  | Standard | [16 empty] | 2021-11-02 | No | Continuous Dimming to 10% or below | No Control Capability | No Sensor | 0-10V Analog | No Wireless Protocol | No | No | No | No | No | No |  | No | No | No | Yes | No | No | No | No | No | No | No | No | VVVZVR | [10 empty] | 3335 | 133.38 | 25 | 9.6 | 0.909 | 5000 | 84 | 19 | 82 | 97 | -11 | 2 | 2.0 ft |  |  |  | No | No | No | No | No | [9 empty] | AC |  | 120 | 277 |  |  | 3335 | 25
Solid State Lighting | 5.1 | P7ZUXO19 | Saylite/Texas Fluorescents Reinvented | Saylite | C48LY15WD(D,G,DALI,DEXAL,SR)MV50Koooo | Indoor Luminaires | Linear Ambient | Direct Linear Ambient Luminaires |  |  |  | Standard | [16 empty] | 2021-09-30 | Yes | Continuous Dimming to 10% or below | LLLC,Energy Monitoring,High End Trim | Multifunction Sensor, Sensor Receptacle, Daylight Sensing, Occupancy Sensing | 0-10V Analog, DALI, DMX, Phase Cut | Zigbee,Bluetooth,WiFi | No | No | Yes | Yes | Yes | Yes | Autani Energy Center, Avi-on, Douglas Dialog, Enlighted IOT System, Lutron- Vive, McWoing TruBlu, Nedap Luxon, Signify Easysense | Yes | Yes | No | Yes | Yes | Yes | Yes | No | Yes | Yes | Yes | No | RRRWGM | [10 empty] | 2510 | 170.6 | 14.71 | 13.2 | 0.898 | 5000 | 82 | 10 | 81 | 97 | -12 | 4 |  |  |  |  | No | No | No | No | No | [9 empty] | AC |  | 120 | 277 |  |  | 2510 | 14.71
Solid State Lighting | 5.1 | P813WFBN | Saylite/Texas Fluorescents Reinvented | Saylite | 4RB(421 or 501)LY54WD(D,G,DALI,DEXAL,SR)MV30Koooo | Indoor Retrofit Kit | Linear Ambient | Retrofit Kits for Direct Linear Ambient Luminaires | Luminaire Specific |  |  | Standard | [16 empty] | 2021-09-30 | Yes | Continuous Dimming to 10% or below | LLLC,Energy Monitoring,High End Trim | Multifunction Sensor, Sensor Receptacle, Daylight Sensing, Occupancy Sensing | 0-10V Analog, DALI, DMX, Phase Cut | Zigbee,Bluetooth,WiFi | No | No | Yes | Yes | Yes | Yes | Autani Energy Center, Avi-on, Douglas Dialog, Enlighted IOT System, Lutron- Vive, McWoing TruBlu, Nedap Luxon, Signify Easysense | Yes | Yes | No | Yes | Yes | Yes | Yes | No | Yes | Yes | Yes | No | RRRWGM | [10 empty] | 7994 | 149.87 | 53.34 | 10 | 0.994 | 3000 | 83 | 7 | 83 | 98 | -11 | 4 |  |  |  |  | No | No | No | No | No | [9 empty] | AC |  | 120 | 277 |  |  | 7994 | 53.34
Solid State Lighting | 5.1 | P818EML1 | Saylite/Texas Fluorescents Reinvented | Saylite | CITE96LFRY70WDMV40K | Indoor Luminaires | Linear Ambient | Direct Linear Ambient Luminaires |  |  |  | Standard | [16 empty] | 2021-04-28 | Yes | Continuous Dimming to 10% or below | Energy Monitoring, High-end Trim, Autani Energy Center, Avi-on, Douglas Dialog, Enlighted IOT System, Lutron- Vive, McWoing TruBlu, Nedap Luxon, Signify Easysense | Daylight Sensor, Occupancy Sensor, Multifunction Sensor, Integral Sensor Receptacle | 0-10V Analog,DALI,DMX | Zigbee, Bluetooth, Wifi | No | No | Yes | Yes | Yes | Yes | Autani Energy Center, Avi-on, Douglas Dialog, Enlighted IOT System, Lutron- Vive, McWoing TruBlu, Nedap Luxon, Signify Easysense | Yes | Yes | No | Yes | Yes | Yes | No | No | Yes | Yes | Yes |  | BBBFSF | [10 empty] | 10974.5 | 156.779 | 70 | 9.5 | 0.902 | 4000 | 84 | 10 | 84 | 98 | -11 | 8 | 8.0 ft |  |  |  | No | No | No | No | No | [9 empty] | AC |  | 120 | 277 |  |  | 10974.5 | 70
Solid State Lighting | 5.1 | P81FZ0YI | Saylite/Texas Fluorescents Reinvented | Saylite | 4RB(421 or 501)LY45WD(D,G,DALI,DEXAL,SR)MV30Koooo | Indoor Retrofit Kit | Linear Ambient | Retrofit Kits for Direct Linear Ambient Luminaires | Luminaire Specific |  |  | Standard | [16 empty] | 2021-09-30 | Yes | Continuous Dimming to 10% or below | LLLC,Energy Monitoring,High End Trim | Multifunction Sensor, Sensor Receptacle, Daylight Sensing, Occupancy Sensing | 0-10V Analog, DALI, DMX, Phase Cut | Zigbee,Bluetooth,WiFi | No | No | Yes | Yes | Yes | Yes | Autani Energy Center, Avi-on, Douglas Dialog, Enlighted IOT System, Lutron- Vive, McWoing TruBlu, Nedap Luxon, Signify Easysense | Yes | Yes | No | Yes | Yes | Yes | Yes | No | Yes | Yes | Yes | No | RRRWGM | [10 empty] | 6928 | 153.95 | 45 | 10 | 0.994 | 3000 | 83 | 8 | 83 | 98 | -11 | 4 |  |  |  |  | No | No | No | No | No | [9 empty] | AC |  | 120 | 277 |  |  | 6928 | 45
Solid State Lighting | 5.1 | P8291BIG | Saylite/Texas Fluorescents Reinvented | Saylite | C48LFRY15WD(D,G,DALI,DEXAL,SR)MV40Koooo | Indoor Luminaires | Linear Ambient | Direct Linear Ambient Luminaires |  |  |  | Standard | [16 empty] | 2021-09-30 | Yes | Continuous Dimming to 10% or below | LLLC,Energy Monitoring,High End Trim | Multifunction Sensor, Sensor Receptacle, Daylight Sensing, Occupancy Sensing | 0-10V Analog, DALI, DMX, Phase Cut | Zigbee,Bluetooth,WiFi | No | No | Yes | Yes | Yes | Yes | Autani Energy Center, Avi-on, Douglas Dialog, Enlighted IOT System, Lutron- Vive, McWoing TruBlu, Nedap Luxon, Signify Easysense | Yes | Yes | No | Yes | Yes | Yes | Yes | No | Yes | Yes | Yes | No | RRRWGM | [10 empty] | 2328 | 158.24 | 14.71 | 13.2 | 0.898 | 4000 | 84 | 9 | 83 | 98 | -11 | 4 |  |  |  |  | No | No | No | No | No | [9 empty] | AC |  | 120 | 277 |  |  | 2328 | 14.71
Solid State Lighting | 5 | P830SATM | Saylite/Texas Fluorescents Reinvented | Fleco Industries | HILFR24LX70W10000LDMV50Koooo (except WG) | Indoor Luminaires | High-Bay | High-Bay Luminaires for Commercial and Industrial Buildings |  |  |  | Premium | [16 empty] | 2020-06-23 | Yes | Continuous Dimming to 10% or below | [23 empty] | TTTVRK | [10 empty] | 9945 | 148.433 | 67 | 10.02 | 0.96 | 5000 | 83 | [13 empty] | No | [9 empty] | AC |  | 120 | 277 |  |  | 9945 | 67
Solid State Lighting | 5 | P84FRSRR | Saylite/Texas Fluorescents Reinvented | Saylite | C96LF24W3500LDMV35K | Indoor Luminaires | Linear Ambient | Direct Linear Ambient Luminaires |  |  |  | Standard | [16 empty] | 2017-02-03 | Yes | Continuous Dimming to 10% or below | [23 empty] | YYYBLC | [10 empty] | 3365 | 141.03 | 23.86 | 8 | 0.92 | 3500 | 84 |  |  |  |  | 8 | 8.0 ft | [7 empty] | No | [9 empty] | AC | Updated on 10/31/2019
Solid State Lighting | 5.1 | P85CZ12C | Saylite/Texas Fluorescents Reinvented | Saylite | 2RB(421 or 501)LY20WD(D,G,DALI,DEXAL,SR)MV40Koooo | Indoor Retrofit Kit | Linear Ambient | Retrofit Kits for Direct Linear Ambient Luminaires | Luminaire Specific |  |  | Standard | [16 empty] | 2021-09-30 | Yes | Continuous Dimming to 10% or below | LLLC,Energy Monitoring,High End Trim | Multifunction Sensor, Sensor Receptacle, Daylight Sensing, Occupancy Sensing | 0-10V Analog, DALI, DMX, Phase Cut | Zigbee,Bluetooth,WiFi | No | No | Yes | Yes | Yes | Yes | Autani Energy Center, Avi-on, Douglas Dialog, Enlighted IOT System, Lutron- Vive, McWoing TruBlu, Nedap Luxon, Signify Easysense | Yes | Yes | No | Yes | Yes | Yes | Yes | No | Yes | Yes | Yes | No | RRRWGM | [10 empty] | 3249 | 162.46 | 20 | 13.3 | 0.905 | 4000 | 84 | 9 | 84 | 98 | -11 | 2 |  |  |  |  | No | No | No | No | No | [9 empty] | AC |  | 120 | 277 |  |  | 3249 | 20
Solid State Lighting | 5 | P85TBWHC | Saylite/Texas Fluorescents Reinvented | Saylite | C48LFRF57W7100LDMV30K | Indoor Luminaires | Linear Ambient | Direct Linear Ambient Luminaires |  |  | TRUE | Standard |  |  | 6778 | 115.3 | 58.8 | 7.9 | 0.922 | 5257 | 83 | [5 empty] | 5 | 50000 | 2017-02-03 | Yes | Continuous Dimming to 10% or below | [23 empty] | YYYBLC | [10 empty] | 6778 | 115.17 | 58.85 | 5.14 | 1 | 3000 | 84 |  |  |  |  | 4 | 4.0 ft | TRUE | [6 empty] | No | [9 empty] | AC | Updated on 10/31/2019
Solid State Lighting | 5 | P86H3RSM | Saylite/Texas Fluorescents Reinvented | Saylite | CBF24LF32W4300LDMV40K | Indoor Luminaires | Troffer | 2x4 Luminaires for Ambient Lighting of Interior Commercial Spaces |  |  |  | Standard | [16 empty] | 2017-02-03 | Yes | Continuous Dimming to 10% or below | [23 empty] | YYYBKX | [10 empty] | 4307 | 134.59 | 32 | 8.5 | 0.99 | 4000 | 84 | [13 empty] | No | [9 empty] | AC | Updated on 10/31/2019
Solid State Lighting | 5 | P86RVV3C | Saylite/Texas Fluorescents Reinvented | Saylite | LED48T815W1800LRK30K | Linear Replacement Lamp | T8 Four-Foot | Dual Mode Internal Driver (UL Type A and Type B) |  |  |  | Standard | [16 empty] | 2015-07-16 | Not Yet Verified | Not Dimmable | [23 empty] | KKKXVE | [10 empty] | 2160 | 135 | 16 | 20 | 0.9 | 3000 | 83 |  |  |  |  | 4 |  | TRUE | [6 empty] | No | [9 empty] | AC | Updated on 5/22/2017, Updated on 10/31/2019
Solid State Lighting | 5.1 | P87OBGYH | Saylite/Texas Fluorescents Reinvented | Saylite | C24LFRY20WD(D,G,DALI,DEXAL,SR)MV35Koooo | Indoor Luminaires | Linear Ambient | Direct Linear Ambient Luminaires |  |  |  | Standard | [16 empty] | 2021-09-30 | Yes | Continuous Dimming to 10% or below | LLLC,Energy Monitoring,High End Trim | Multifunction Sensor, Sensor Receptacle, Daylight Sensing, Occupancy Sensing | 0-10V Analog, DALI, DMX, Phase Cut | Zigbee,Bluetooth,WiFi | No | No | Yes | Yes | Yes | Yes | Autani Energy Center, Avi-on, Douglas Dialog, Enlighted IOT System, Lutron- Vive, McWoing TruBlu, Nedap Luxon, Signify Easysense | Yes | Yes | No | Yes | Yes | Yes | Yes | No | Yes | Yes | Yes | No | RRRWGM | [10 empty] | 2942 | 147.1 | 20 | 13.4 | 0.904 | 3500 | 84 | 10 | 84 | 98 | -10 | 2 |  |  |  |  | No | No | No | No | No | [9 empty] | AC |  | 120 | 277 |  |  | 2942 | 20
Solid State Lighting | 5 | P88ZNUTU | Saylite/Texas Fluorescents Reinvented | Fleco Industries | HIL24LX135W20000LDMV40Koooo (except WG) | Indoor Luminaires | High-Bay | High-Bay Luminaires for Commercial and Industrial Buildings |  |  |  | Premium | [16 empty] | 2020-06-23 | Yes | Continuous Dimming to 10% or below | [23 empty] | TTTVRK | [10 empty] | 20830 | 154.296 | 135 | 9.3 | 0.97 | 4000 | 83 | [13 empty] | No | [9 empty] | AC |  | 120 | 277 |  |  | 20830 | 135
Solid State Lighting | 5 | P89PUFIS | Saylite/Texas Fluorescents Reinvented | Saylite | 22CJ28W3200LW10DMV30K | Indoor Retrofit Kit | Troffer | Linear Retrofit Kits for 2x2 Luminaires | General Purpose |  |  | Standard | [16 empty] | 2018-05-25 | Yes | Continuous Dimming to 10% or below | [23 empty] | LLLBNI | [10 empty] | 2997 | 107.419 | 27.9 | 8.2 | 0.95 | 3000 | 82 | [6 empty] | TRUE | [6 empty] | No | [9 empty] | AC | Updated on 10/31/2019
Solid State Lighting | 5.1 | P8A1RPWA | Saylite/Texas Fluorescents Reinvented | Saylite | 207A248LY35WDMV30Koooo | Indoor Luminaires | Linear Ambient | Direct Linear Ambient Luminaires |  |  |  | Standard | [16 empty] | 2021-11-02 | No | Continuous Dimming to 10% or below | No Control Capability | No Sensor | 0-10V Analog | No Wireless Protocol | No | No | No | No | No | No |  | No | No | No | Yes | No | No | No | No | No | No | No | No | VVVZVR | [10 empty] | 5298 | 151.37 | 35 | 13.2 | 0.898 | 3000 | 84 | 9 | 84 | 97 | -11 | 4 | 4.0 ft |  |  |  | No | No | No | No | No | [9 empty] | AC |  | 120 | 277 |  |  | 5298 | 35
Solid State Lighting | 5 | P8A69T81 | Saylite/Texas Fluorescents Reinvented | Saylite | C24LF30W3900LDMV40K | Indoor Luminaires | Linear Ambient | Direct Linear Ambient Luminaires |  |  |  | Standard | [16 empty] | 2017-03-24 | Yes | Continuous Dimming to 10% or below | [23 empty] | VAVWHV | [10 empty] | 3925 | 125.4 | 31.3 | 7.84 | 1 | 4000 | 84 |  |  |  |  | 2 | 2.0 ft | [7 empty] | No | [9 empty] | AC | Updated on 10/31/2019
Solid State Lighting | 5 | P8AABC7Y | Saylite/Texas Fluorescents Reinvented | Saylite | RSR96LT116W13400LDMVxxx35K | Indoor Retrofit Kit | Linear Ambient | Retrofit Kits for Direct Linear Ambient Luminaires | General Purpose |  |  | Standard | [16 empty] | 2017-06-12 | Yes | Continuous Dimming to 10% or below | [23 empty] | EAEEZR | [10 empty] | 13516 | 116.12 | 116.4 | 3.8 | 0.98 | 3500 | 84 | [13 empty] | No | [9 empty] | AC | Updated on 10/31/2019
Solid State Lighting | 5.1 | P8AVVO8I | Saylite/Texas Fluorescents Reinvented | Saylite | 4RB(421 or 501)LY40WD(D,G,DALI,DEXAL,SR)MV40Koooo | Indoor Retrofit Kit | Linear Ambient | Retrofit Kits for Direct Linear Ambient Luminaires | Luminaire Specific |  |  | Standard | [16 empty] | 2021-09-30 | Yes | Continuous Dimming to 10% or below | LLLC,Energy Monitoring,High End Trim | Multifunction Sensor, Sensor Receptacle, Daylight Sensing, Occupancy Sensing | 0-10V Analog, DALI, DMX, Phase Cut | Zigbee,Bluetooth,WiFi | No | No | Yes | Yes | Yes | Yes | Autani Energy Center, Avi-on, Douglas Dialog, Enlighted IOT System, Lutron- Vive, McWoing TruBlu, Nedap Luxon, Signify Easysense | Yes | Yes | No | Yes | Yes | Yes | Yes | No | Yes | Yes | Yes | No | RRRWGM | [10 empty] | 6652 | 166.3 | 40 | 10 | 0.994 | 4000 | 83 | 8 | 83 | 98 | -11 | 4 |  |  |  |  | No | No | No | No | No | [9 empty] | AC |  | 120 | 277 |  |  | 6652 | 40
Solid State Lighting | 5 | P8AZ70S6 | Saylite/Texas Fluorescents Reinvented | Saylite | UCLL22LJ32W3600LDMV35K | Indoor Luminaires | Troffer | 2x2 Luminaires for Ambient Lighting of Interior Commercial Spaces |  |  |  | Standard | [16 empty] | 2018-07-18 | Not Yet Verified | Continuous Dimming to 10% or below | [23 empty] | ZZZBZX | [10 empty] | 3436.48 | 107.39 | 32 | 14 | 0.89 | 3500 | 82 | [13 empty] | No | [9 empty] | AC | Updated on 10/31/2019
Solid State Lighting | 5.1 | P8B2SJFQ | Saylite/Texas Fluorescents Reinvented | Saylite | 2RB(421 or 501)LY15WD(D,G,DALI,DEXAL,SR)MV30Koooo | Indoor Retrofit Kit | Linear Ambient | Retrofit Kits for Direct Linear Ambient Luminaires | Luminaire Specific |  |  | Standard | [16 empty] | 2021-09-30 | Yes | Continuous Dimming to 10% or below | LLLC,Energy Monitoring,High End Trim | Multifunction Sensor, Sensor Receptacle, Daylight Sensing, Occupancy Sensing | 0-10V Analog, DALI, DMX, Phase Cut | Zigbee,Bluetooth,WiFi | No | No | Yes | Yes | Yes | Yes | Autani Energy Center, Avi-on, Douglas Dialog, Enlighted IOT System, Lutron- Vive, McWoing TruBlu, Nedap Luxon, Signify Easysense | Yes | Yes | No | Yes | Yes | Yes | Yes | No | Yes | Yes | Yes | No | RRRWGM | [10 empty] | 2370 | 154.09 | 15.38 | 13.3 | 0.905 | 3000 | 84 | 9 | 84 | 98 | -11 | 2 |  |  |  |  | No | No | No | No | No | [9 empty] | AC |  | 120 | 277 |  |  | 2370 | 15.38
Solid State Lighting | 5.1 | P8B7OETN | Saylite/Texas Fluorescents Reinvented | Saylite | CITE48LFRY25WDMV35K | Indoor Luminaires | Linear Ambient | Direct Linear Ambient Luminaires |  |  |  | Standard | [16 empty] | 2021-04-28 | Yes | Continuous Dimming to 10% or below | Energy Monitoring, High-end Trim, Autani Energy Center, Avi-on, Douglas Dialog, Enlighted IOT System, Lutron- Vive, McWoing TruBlu, Nedap Luxon, Signify Easysense | Daylight Sensor, Occupancy Sensor, Multifunction Sensor, Integral Sensor Receptacle | 0-10V Analog,DALI,DMX | Zigbee, Bluetooth, Wifi | No | No | Yes | Yes | Yes | Yes | Autani Energy Center, Avi-on, Douglas Dialog, Enlighted IOT System, Lutron- Vive, McWoing TruBlu, Nedap Luxon, Signify Easysense | Yes | Yes | No | Yes | Yes | Yes | No | No | Yes | Yes | Yes |  | BBBFSF | [10 empty] | 3911.97 | 156.479 | 25 | 9.5 | 0.902 | 3500 | 84 | 10 | 84 | 98 | -11 | 4 | 4.0 ft |  |  |  | No | No | No | No | No | [9 empty] | AC |  | 120 | 277 |  |  | 3911.97 | 25
Solid State Lighting | 5.1 | P8BANQCI | Saylite/Texas Fluorescents Reinvented | Saylite | (SS,SV,SD,SM)CBF22LY33WDMV35Koooo | Indoor Luminaires | Troffer | 2x2 Luminaires for Ambient Lighting of Interior Commercial Spaces |  |  |  | Standard | [16 empty] | 2021-07-29 | Yes | Continuous Dimming to 10% or below | Autani Energy Center, Avi-on, Douglas Dialog, Enlighted IOT System, Lutron- Vive, McWoing TruBlu, Nedap Luxon, Signify Easysense | Multifunction Sensor,Sensor Receptacle,Daylight Sensor,Occupancy Sensing | 0-10V Analog | Zigbee,Bluetooth,WiFi | No | No | Yes | Yes | Yes | Yes | Autani Energy Center, Avi-on, Douglas Dialog, Enlighted IOT System, Lutron- Vive, McWoing TruBlu, Nedap Luxon, Signify Easysense | No | No | No | Yes | No | No | No |  | Yes | Yes | Yes | No | JJJOWB | [10 empty] | 4169.43 | 127.35 | 32.74 | 11.3 | 0.909 | 3500 | 83 | 9 | 84 | 97 | -11 | [5 empty] | No | No | No | No | No | [9 empty] | AC |  | 120 | 277 |  |  | 4169.43 | 32.74
Solid State Lighting | 5.1 | P8BDSQQT | Saylite/Texas Fluorescents Reinvented | Saylite | C48LY54WD(D,G,DALI,DEXAL,SR)MV30Koooo | Indoor Luminaires | Linear Ambient | Direct Linear Ambient Luminaires |  |  |  | Standard | [16 empty] | 2021-09-30 | Yes | Continuous Dimming to 10% or below | LLLC,Energy Monitoring,High End Trim | Multifunction Sensor, Sensor Receptacle, Daylight Sensing, Occupancy Sensing | 0-10V Analog, DALI, DMX, Phase Cut | Zigbee,Bluetooth,WiFi | No | No | Yes | Yes | Yes | Yes | Autani Energy Center, Avi-on, Douglas Dialog, Enlighted IOT System, Lutron- Vive, McWoing TruBlu, Nedap Luxon, Signify Easysense | Yes | Yes | No | Yes | Yes | Yes | Yes | No | Yes | Yes | Yes | No | RRRWGM | [10 empty] | 7994 | 149.87 | 53.34 | 10 | 0.994 | 3000 | 83 | 7 | 83 | 98 | -11 | 4 |  |  |  |  | No | No | No | No | No | [9 empty] | AC |  | 120 | 277 |  |  | 7994 | 53.34
Solid State Lighting | 5.1 | P8BJVRQD | Saylite/Texas Fluorescents Reinvented | Saylite | C24LFRY15WD(D,G,DALI,DEXAL,SR)MV40Koooo | Indoor Luminaires | Linear Ambient | Direct Linear Ambient Luminaires |  |  |  | Standard | [16 empty] | 2021-09-30 | Yes | Continuous Dimming to 10% or below | LLLC,Energy Monitoring,High End Trim | Multifunction Sensor, Sensor Receptacle, Daylight Sensing, Occupancy Sensing | 0-10V Analog, DALI, DMX, Phase Cut | Zigbee,Bluetooth,WiFi | No | No | Yes | Yes | Yes | Yes | Autani Energy Center, Avi-on, Douglas Dialog, Enlighted IOT System, Lutron- Vive, McWoing TruBlu, Nedap Luxon, Signify Easysense | Yes | Yes | No | Yes | Yes | Yes | Yes | No | Yes | Yes | Yes | No | RRRWGM | [10 empty] | 2345 | 152.64 | 15.36 | 13.4 | 0.904 | 4000 | 84 | 10 | 84 | 98 | -10 | 2 |  |  |  |  | No | No | No | No | No | [9 empty] | AC |  | 120 | 277 |  |  | 2345 | 15.36
Solid State Lighting | 5.1 | P8BQ4LYJ | Saylite/Texas Fluorescents Reinvented | Saylite | 8RB(421 or 501)LY90WD(D,G,DALI,DEXAL,SR)MV30Koooo | Indoor Retrofit Kit | Linear Ambient | Retrofit Kits for Direct Linear Ambient Luminaires | Luminaire Specific |  |  | Standard | [16 empty] | 2021-09-30 | Yes | Continuous Dimming to 10% or below | LLLC,Energy Monitoring,High End Trim | Multifunction Sensor, Sensor Receptacle, Daylight Sensing, Occupancy Sensing | 0-10V Analog, DALI, DMX, Phase Cut | Zigbee,Bluetooth,WiFi | No | No | Yes | Yes | Yes | Yes | Autani Energy Center, Avi-on, Douglas Dialog, Enlighted IOT System, Lutron- Vive, McWoing TruBlu, Nedap Luxon, Signify Easysense | Yes | Yes | No | Yes | Yes | Yes | Yes | No | Yes | Yes | Yes | No | RRRWGM | [10 empty] | 13855 | 153.95 | 90 | 10 | 0.994 | 3000 | 83 | 8 | 83 | 98 | -11 | 8 |  |  |  |  | No | No | No | No | No | [9 empty] | AC |  | 120 | 277 |  |  | 13855 | 90
Solid State Lighting | 5 | P8CBH1I6 | Saylite/Texas Fluorescents Reinvented | Saylite | UCLL14LJ48W6000LDMV35K | Indoor Luminaires | Troffer | 1x4 Luminaires for Ambient Lighting of Interior Commercial Spaces |  |  |  | Standard | [16 empty] | 2018-07-18 | Not Yet Verified | Continuous Dimming to 10% or below | [23 empty] | ZZZBZX | [10 empty] | 5936.72 | 123.68 | 48 | 14 | 0.89 | 3500 | 82 | [13 empty] | No | [9 empty] | AC | Updated on 10/31/2019
Solid State Lighting | 5 | P8D4PLKH | Saylite/Texas Fluorescents Reinvented | Saylite | 24CJ35W4600LW10DMV30K | Indoor Retrofit Kit | Troffer | Linear Retrofit Kits for 2x4 Luminaires | General Purpose |  |  | Standard | [16 empty] | 2018-05-25 | Yes | Continuous Dimming to 10% or below | [23 empty] | LLLBNI | [10 empty] | 4348 | 125.665 | 34.6 | 4.7 | 0.97 | 3000 | 83 | [6 empty] | TRUE | [6 empty] | No | [9 empty] | AC | Updated on 10/31/2019
Solid State Lighting | 5.1 | P8DPCU4I | Saylite/Texas Fluorescents Reinvented | Saylite | C48LFRY45WD(D,G,DALI,DEXAL,SR)MV50Koooo | Indoor Luminaires | Linear Ambient | Direct Linear Ambient Luminaires |  |  |  | Standard | [16 empty] | 2021-09-30 | Yes | Continuous Dimming to 10% or below | LLLC,Energy Monitoring,High End Trim | Multifunction Sensor, Sensor Receptacle, Daylight Sensing, Occupancy Sensing | 0-10V Analog, DALI, DMX, Phase Cut | Zigbee,Bluetooth,WiFi | No | No | Yes | Yes | Yes | Yes | Autani Energy Center, Avi-on, Douglas Dialog, Enlighted IOT System, Lutron- Vive, McWoing TruBlu, Nedap Luxon, Signify Easysense | Yes | Yes | No | Yes | Yes | Yes | Yes | No | Yes | Yes | Yes | No | RRRWGM | [10 empty] | 6805 | 151.21 | 45 | 13.2 | 0.898 | 5000 | 83 | 12 | 82 | 97 | -12 | 4 |  |  |  |  | No | No | No | No | No | [9 empty] | AC |  | 120 | 277 |  |  | 6805 | 45
Solid State Lighting | 5 | P8EN72DQ | Saylite/Texas Fluorescents Reinvented | Saylite | RSR48LT30W3500LDMVxxx30K | Indoor Retrofit Kit | Linear Ambient | Retrofit Kits for Direct Linear Ambient Luminaires | General Purpose |  | TRUE | Standard |  |  | 3529 | 119.2 | 29.6 | 12 | 0.928 | 3100 | 84 | [5 empty] | 5 | 50000 | 2017-06-12 | Yes | Continuous Dimming to 10% or below | [23 empty] | EAEEZR | [10 empty] | 3529 | 119.22 | 29.6 | 12 | 0.93 | 3000 | 84 | [6 empty] | TRUE | [6 empty] | No | [9 empty] | AC | Updated on 10/31/2019
Solid State Lighting | 5.1 | P8H55HDR | Saylite/Texas Fluorescents Reinvented | Saylite | S96LFRY30WD(D,G,DALI,DEXAL,SR)MV35Koooo | Indoor Luminaires | Linear Ambient | Direct Linear Ambient Luminaires |  |  |  | Standard | [16 empty] | 2021-09-30 | Yes | Continuous Dimming to 10% or below | LLLC,Energy Monitoring,High End Trim | Multifunction Sensor, Sensor Receptacle, Daylight Sensing, Occupancy Sensing | 0-10V Analog, DALI, DMX, Phase Cut | Zigbee,Bluetooth,WiFi | No | No | Yes | Yes | Yes | Yes | Autani Energy Center, Avi-on, Douglas Dialog, Enlighted IOT System, Lutron- Vive, McWoing TruBlu, Nedap Luxon, Signify Easysense | Yes | Yes | No | Yes | Yes | Yes | Yes | No | Yes | Yes | Yes | No | RRRWGM | [10 empty] | 4559 | 154.96 | 29.42 | 9.4 | 0.991 | 3500 | 84 | 9 | 83 | 98 | -11 | 8 |  |  |  |  | No | No | No | No | No | [9 empty] | AC |  | 120 | 277 |  |  | 4559 | 29.42
Solid State Lighting | 5 | P8H63ZBY | Saylite/Texas Fluorescents Reinvented | Saylite | C24LF28W3700LDMV30K | Indoor Luminaires | Linear Ambient | Direct Linear Ambient Luminaires |  |  |  | Standard | [16 empty] | 2017-03-24 | Yes | Continuous Dimming to 10% or below | [23 empty] | VAVWHV | [10 empty] | 3530 | 126.07 | 28 | 7.84 | 1 | 3000 | 84 |  |  |  |  | 2 | 2.0 ft | TRUE | [6 empty] | No | [9 empty] | AC | Updated on 10/31/2019
Solid State Lighting | 5 | P8HNMXS3 | Saylite/Texas Fluorescents Reinvented | Saylite | CBF14LF30W4000DMV50K [Qualified at 120V] | Indoor Luminaires | Troffer | 1x4 Luminaires for Ambient Lighting of Interior Commercial Spaces |  |  | TRUE | Standard |  |  | 6563.2 | 112.9 | 58.14 | 4.8 | 0.998 | 3124 | 83 | [5 empty] | 5 | 50000 | 2017-02-03 | Yes | Continuous Dimming to 10% or below | [23 empty] | YYYBKV | [10 empty] | 4135 | 137.83 | 30 | 8.2 | 0.99 | 5000 | 84 | [13 empty] | No | [9 empty] | AC | Updated on 10/31/2019
Solid State Lighting | 5.1 | P8HVJMHH | Saylite/Texas Fluorescents Reinvented | Saylite | 8RB(421 or 501)LY30WD(D,G,DALI,DEXAL,SR)MV50Koooo | Indoor Retrofit Kit | Linear Ambient | Retrofit Kits for Direct Linear Ambient Luminaires | Luminaire Specific |  |  | Standard | [16 empty] | 2021-09-30 | Yes | Continuous Dimming to 10% or below | LLLC,Energy Monitoring,High End Trim | Multifunction Sensor, Sensor Receptacle, Daylight Sensing, Occupancy Sensing | 0-10V Analog, DALI, DMX, Phase Cut | Zigbee,Bluetooth,WiFi | No | No | Yes | Yes | Yes | Yes | Autani Energy Center, Avi-on, Douglas Dialog, Enlighted IOT System, Lutron- Vive, McWoing TruBlu, Nedap Luxon, Signify Easysense | Yes | Yes | No | Yes | Yes | Yes | Yes | No | Yes | Yes | Yes | No | RRRWGM | [10 empty] | 5019 | 170.6 | 29.42 | 13.2 | 0.898 | 5000 | 82 | 10 | 81 | 97 | -12 | 8 |  |  |  |  | No | No | No | No | No | [9 empty] | AC |  | 120 | 277 |  |  | 5019 | 29.42
Solid State Lighting | 5.1 | P8IDMRCE | Saylite/Texas Fluorescents Reinvented | Saylite | CITE96LRFY50WDMV40K | Indoor Luminaires | Linear Ambient | Direct Linear Ambient Luminaires |  |  |  | Standard | [16 empty] | 2021-04-28 | Yes | Continuous Dimming to 10% or below | Energy Monitoring, High-end Trim, Autani Energy Center, Avi-on, Douglas Dialog, Enlighted IOT System, Lutron- Vive, McWoing TruBlu, Nedap Luxon, Signify Easysense | Daylight Sensor, Occupancy Sensor, Multifunction Sensor, Integral Sensor Receptacle | 0-10V Analog,DALI,DMX | Zigbee, Bluetooth, Wifi | No | No | Yes | Yes | Yes | Yes | Autani Energy Center, Avi-on, Douglas Dialog, Enlighted IOT System, Lutron- Vive, McWoing TruBlu, Nedap Luxon, Signify Easysense | Yes | Yes | No | Yes | Yes | Yes | No | No | Yes | Yes | Yes |  | BBBFSF | [10 empty] | 7535.3 | 150.706 | 50 | 9.5 | 0.902 | 4000 | 84 | 10 | 84 | 98 | -11 | 8 | 8.0 ft |  |  |  | No | No | No | No | No | [9 empty] | AC |  | 120 | 277 |  |  | 7535.3 | 50
Solid State Lighting | 5 | P8JNTJYE | Saylite/Texas Fluorescents Reinvented | Saylite | 22CJ35W3900LW10DMV50K | Indoor Retrofit Kit | Troffer | Linear Retrofit Kits for 2x2 Luminaires | General Purpose |  |  | Standard | [16 empty] | 2018-05-25 | Yes | Continuous Dimming to 10% or below | [23 empty] | LLLBNI | [10 empty] | 3892 | 113.469 | 34.3 | 8.2 | 0.95 | 5000 | 82 | [13 empty] | No | [9 empty] | AC | Updated on 10/31/2019
Solid State Lighting | 5.1 | P8JY9V2N | Saylite/Texas Fluorescents Reinvented | Saylite | 200A248LY35WDMV35Koooo | Indoor Luminaires | Linear Ambient | Direct Linear Ambient Luminaires |  |  |  | Standard | [16 empty] | 2021-11-02 | No | Continuous Dimming to 10% or below | No Control Capability | No Sensor | 0-10V Analog | No Wireless Protocol | No | No | No | No | No | No |  | No | No | No | Yes | No | No | No | No | No | No | No | No | VVVZVR | [10 empty] | 5553 | 158.66 | 35 | 13.2 | 0.898 | 3500 | 84 | 9 | 84 | 97 | -11 | 4 | 4.0 ft |  |  |  | No | No | No | No | No | [9 empty] | AC |  | 120 | 277 |  |  | 5553 | 35
Solid State Lighting | 5.1 | P8L72BZR | Saylite/Texas Fluorescents Reinvented | Saylite | (SS,SV,SD,SM)CBF24LY35WDMV40Koooo | Indoor Luminaires | Troffer | 2x4 Luminaires for Ambient Lighting of Interior Commercial Spaces |  |  |  | Standard | [16 empty] | 2021-07-29 | Yes | Continuous Dimming to 10% or below | Autani Energy Center, Avi-on, Douglas Dialog, Enlighted IOT System, Lutron- Vive, McWoing TruBlu, Nedap Luxon, Signify Easysense | Multifunction Sensor,Sensor Receptacle,Daylight Sensor,Occupancy Sensing | 0-10V Analog | Zigbee,Bluetooth,WiFi | No | No | Yes | Yes | Yes | Yes | Autani Energy Center, Avi-on, Douglas Dialog, Enlighted IOT System, Lutron- Vive, McWoing TruBlu, Nedap Luxon, Signify Easysense | No | No | No | Yes | No | No | No |  | Yes | Yes | Yes | No | JJJOWB | [10 empty] | 5141.46 | 146.899 | 35 | 10.3 | 0.953 | 4000 | 83 | 9 | 84 | 97 | -11 | [5 empty] | No | No | No | No | No | [9 empty] | AC |  | 120 | 277 |  |  | 5141.46 | 35
Solid State Lighting | 5 | P8O64ESF | Saylite/Texas Fluorescents Reinvented | Saylite | 24CJ28W3800LW10DMV40K | Indoor Retrofit Kit | Troffer | Linear Retrofit Kits for 2x4 Luminaires | General Purpose |  |  | Standard | [16 empty] | 2018-05-25 | Yes | Continuous Dimming to 10% or below | [23 empty] | LLLBNI | [10 empty] | 3788 | 137.246 | 27.6 | 4.7 | 0.97 | 4000 | 83 | [13 empty] | No | [9 empty] | AC | Updated on 10/31/2019
Solid State Lighting | 5 | P8P1VFQR | Saylite/Texas Fluorescents Reinvented | Saylite | CBF24LHF28W3800LDMV40K | Indoor Luminaires | Troffer | 2x4 Luminaires for Ambient Lighting of Interior Commercial Spaces |  |  |  | Standard | [16 empty] | 2017-02-03 | Yes | Continuous Dimming to 10% or below | [23 empty] | YYYBLA | [10 empty] | 3800 | 138.89 | 27.36 | 7.2 | 0.99 | 4000 | 84 | [13 empty] | No | [9 empty] | AC | Updated on 10/31/2019
Solid State Lighting | 5.1 | P8PRYCKY | Saylite/Texas Fluorescents Reinvented | Saylite | 200A248LY45WDMV40Koooo | Indoor Luminaires | Linear Ambient | Direct Linear Ambient Luminaires |  |  |  | Standard | [16 empty] | 2021-11-02 | No | Continuous Dimming to 10% or below | No Control Capability | No Sensor | 0-10V Analog | No Wireless Protocol | No | No | No | No | No | No |  | No | No | No | Yes | No | No | No | No | No | No | No | No | VVVZVR | [10 empty] | 7137 | 158.59 | 45 | 13.2 | 0.898 | 4000 | 84 | 9 | 84 | 97 | -11 | 4 | 4.0 ft |  |  |  | No | No | No | No | No | [9 empty] | AC |  | 120 | 277 |  |  | 7137 | 45
Solid State Lighting | 5 | P8Q9A18W | Saylite/Texas Fluorescents Reinvented | Saylite | CRSR48LT58W6700LDMVxxx35K | Indoor Luminaires | Linear Ambient | Direct Linear Ambient Luminaires |  |  |  | Standard | [16 empty] | 2017-06-12 | Yes | Continuous Dimming to 10% or below | [23 empty] | EAEEZR | [10 empty] | 6758 | 116.12 | 58.2 | 3.8 | 0.98 | 3500 | 84 |  |  |  |  | 4 | [8 empty] | No | [9 empty] | AC | Updated on 10/31/2019
Solid State Lighting | 5.1 | P8RANIHN | Saylite/Texas Fluorescents Reinvented | Saylite | 209A24LY15WDMV30Koooo | Indoor Luminaires | Linear Ambient | Direct Linear Ambient Luminaires |  |  |  | Standard | [16 empty] | 2021-11-02 | No | Continuous Dimming to 10% or below | No Control Capability | No Sensor | 0-10V Analog | No Wireless Protocol | No | No | No | No | No | No |  | No | No | No | Yes | No | No | No | No | No | No | No | No | VVVZVR | [10 empty] | 2006 | 131.53 | 15.3 | 9.6 | 0.909 | 3000 | 85 | 14 | 84 | 98 | -10 | 2 | 2.0 ft |  |  |  | No | No | No | No | No | [9 empty] | AC |  | 120 | 277 |  |  | 2006 | 15.3
Solid State Lighting | 5.1 | P8RZR362 | Saylite/Texas Fluorescents Reinvented | Saylite | S48LY35WD(D,G,DALI,DEXAL,SR)MV40Koooo | Indoor Luminaires | Linear Ambient | Direct Linear Ambient Luminaires |  |  |  | Standard | [16 empty] | 2021-09-30 | Yes | Continuous Dimming to 10% or below | LLLC,Energy Monitoring,High End Trim | Multifunction Sensor, Sensor Receptacle, Daylight Sensing, Occupancy Sensing | 0-10V Analog, DALI, DMX, Phase Cut | Zigbee,Bluetooth,WiFi | No | No | Yes | Yes | Yes | Yes | Autani Energy Center, Avi-on, Douglas Dialog, Enlighted IOT System, Lutron- Vive, McWoing TruBlu, Nedap Luxon, Signify Easysense | Yes | Yes | No | Yes | Yes | Yes | Yes | No | Yes | Yes | Yes | No | RRRWGM | [10 empty] | 5874 | 167.82 | 35 | 10 | 0.994 | 4000 | 83 | 8 | 83 | 98 | -11 | 4 |  |  |  |  | No | No | No | No | No | [9 empty] | AC |  | 120 | 277 |  |  | 5874 | 35
Solid State Lighting | 5 | P8S8UN22 | Saylite/Texas Fluorescents Reinvented | Saylite | 555A48LF57W6900LDMV35K | Indoor Luminaires | Linear Ambient | Direct Linear Ambient Luminaires |  |  |  | Standard | [16 empty] | 2017-02-03 | Yes | Continuous Dimming to 10% or below | [23 empty] | YYYBKU | [10 empty] | 6730 | 116.11 | 57.96 | 7.6 | 0.99 | 3500 | 82 |  |  |  |  | 4 | 4.0 ft | [7 empty] | No | [9 empty] | AC | Only qualified in ceiling-mounted configuration, Updated on 10/31/2019
Solid State Lighting | 5 | P8SKL6WY | Saylite/Texas Fluorescents Reinvented | Fleco Industries | HIL48LX170W25000LDMV50Koooo (except WG) | Indoor Luminaires | High-Bay | High-Bay Luminaires for Commercial and Industrial Buildings |  |  |  | Premium | [16 empty] | 2020-06-23 | Yes | Continuous Dimming to 10% or below | [23 empty] | TTTVRK | [10 empty] | 27414.9 | 161.264 | 170 | 8.61 | 0.977 | 5000 | 83 | [13 empty] | No | [9 empty] | AC |  | 120 | 277 |  |  | 27414.9 | 170
Solid State Lighting | 5.1 | P8STHDAR | Saylite/Texas Fluorescents Reinvented | Saylite | C48LFRY50WD(D,G,DALI,DEXAL,SR)MV30Koooo | Indoor Luminaires | Linear Ambient | Direct Linear Ambient Luminaires |  |  |  | Standard | [16 empty] | 2021-09-30 | Yes | Continuous Dimming to 10% or below | LLLC,Energy Monitoring,High End Trim | Multifunction Sensor, Sensor Receptacle, Daylight Sensing, Occupancy Sensing | 0-10V Analog, DALI, DMX, Phase Cut | Zigbee,Bluetooth,WiFi | No | No | Yes | Yes | Yes | Yes | Autani Energy Center, Avi-on, Douglas Dialog, Enlighted IOT System, Lutron- Vive, McWoing TruBlu, Nedap Luxon, Signify Easysense | Yes | Yes | No | Yes | Yes | Yes | Yes | No | Yes | Yes | Yes | No | RRRWGM | [10 empty] | 6993 | 139.85 | 50 | 13.2 | 0.898 | 3000 | 84 | 9 | 83 | 98 | -11 | 4 |  |  |  |  | No | No | No | No | No | [9 empty] | AC |  | 120 | 277 |  |  | 6993 | 50
Solid State Lighting | 5.1 | P8T1T6TM | Saylite/Texas Fluorescents Reinvented | Saylite | C96LFRY108WD(D,G,DALI,DEXAL,SR)MV40Koooo | Indoor Luminaires | Linear Ambient | Direct Linear Ambient Luminaires |  |  |  | Standard | [16 empty] | 2021-09-30 | Yes | Continuous Dimming to 10% or below | LLLC,Energy Monitoring,High End Trim | Multifunction Sensor, Sensor Receptacle, Daylight Sensing, Occupancy Sensing | 0-10V Analog, DALI, DMX, Phase Cut | Zigbee,Bluetooth,WiFi | No | No | Yes | Yes | Yes | Yes | Autani Energy Center, Avi-on, Douglas Dialog, Enlighted IOT System, Lutron- Vive, McWoing TruBlu, Nedap Luxon, Signify Easysense | Yes | Yes | No | Yes | Yes | Yes | Yes | No | Yes | Yes | Yes | No | RRRWGM | [10 empty] | 15916 | 149.19 | 106.68 | 13.2 | 0.898 | 4000 | 83 | 8 | 83 | 98 | -11 | 8 |  |  |  |  | No | No | No | No | No | [9 empty] | AC |  | 120 | 277 |  |  | 15916 | 106.68
Solid State Lighting | 5 | P8T7SR1A | Saylite/Texas Fluorescents Reinvented | Saylite | 131A24LJ40W5300LDMV40K | Indoor Luminaires | Troffer | 2x4 Luminaires for Ambient Lighting of Interior Commercial Spaces |  |  |  | Standard | [16 empty] | 2018-05-25 | Yes | Continuous Dimming to 10% or below | [23 empty] | LLLBNI | [10 empty] | 5293 | 134 | 39.5 | 4.7 | 0.97 | 4000 | 83 | [13 empty] | No | [9 empty] | AC | Updated on 10/31/2019
Solid State Lighting | 5.1 | P8USTLWR | Saylite/Texas Fluorescents Reinvented | Saylite | 4RB(421 or 501)LY30WD(D,G,DALI,DEXAL,SR)MV35Koooo | Indoor Retrofit Kit | Linear Ambient | Retrofit Kits for Direct Linear Ambient Luminaires | Luminaire Specific |  |  | Standard | [16 empty] | 2021-09-30 | Yes | Continuous Dimming to 10% or below | LLLC,Energy Monitoring,High End Trim | Multifunction Sensor, Sensor Receptacle, Daylight Sensing, Occupancy Sensing | 0-10V Analog, DALI, DMX, Phase Cut | Zigbee,Bluetooth,WiFi | No | No | Yes | Yes | Yes | Yes | Autani Energy Center, Avi-on, Douglas Dialog, Enlighted IOT System, Lutron- Vive, McWoing TruBlu, Nedap Luxon, Signify Easysense | Yes | Yes | No | Yes | Yes | Yes | Yes | No | Yes | Yes | Yes | No | RRRWGM | [10 empty] | 5081 | 165.83 | 30.64 | 10 | 0.994 | 3500 | 83 | 8 | 83 | 98 | -11 | 4 |  |  |  |  | No | No | No | No | No | [9 empty] | AC |  | 120 | 277 |  |  | 5081 | 30.64
Solid State Lighting | 5 | P8UTTCSE | Saylite/Texas Fluorescents Reinvented | Saylite | 24CJ35W4600LW10DMV50K | Indoor Retrofit Kit | Troffer | Linear Retrofit Kits for 2x4 Luminaires | General Purpose |  |  | Standard | [16 empty] | 2018-05-25 | Yes | Continuous Dimming to 10% or below | [23 empty] | LLLBNI | [10 empty] | 4689 | 135.52 | 34.6 | 4.7 | 0.97 | 5000 | 83 | [13 empty] | No | [9 empty] | AC | Updated on 10/31/2019
Solid State Lighting | 5.1 | P8UUYTSU | Saylite/Texas Fluorescents Reinvented | Saylite | S48LFRY15WD(D,G,DALI,DEXAL,SR)MV35Koooo | Indoor Luminaires | Linear Ambient | Direct Linear Ambient Luminaires |  |  |  | Standard | [16 empty] | 2021-09-30 | Yes | Continuous Dimming to 10% or below | LLLC,Energy Monitoring,High End Trim | Multifunction Sensor, Sensor Receptacle, Daylight Sensing, Occupancy Sensing | 0-10V Analog, DALI, DMX, Phase Cut | Zigbee,Bluetooth,WiFi | No | No | Yes | Yes | Yes | Yes | Autani Energy Center, Avi-on, Douglas Dialog, Enlighted IOT System, Lutron- Vive, McWoing TruBlu, Nedap Luxon, Signify Easysense | Yes | Yes | No | Yes | Yes | Yes | Yes | No | Yes | Yes | Yes | No | RRRWGM | [10 empty] | 2279 | 154.96 | 14.71 | 13.2 | 0.898 | 3500 | 84 | 9 | 83 | 98 | -11 | 4 |  |  |  |  | No | No | No | No | No | [9 empty] | AC |  | 120 | 277 |  |  | 2279 | 14.71
Solid State Lighting | 5.1 | P8W4CCWL | Saylite/Texas Fluorescents Reinvented | Saylite | 200A248LY45WDMV30Koooo | Indoor Luminaires | Linear Ambient | Direct Linear Ambient Luminaires |  |  |  | Standard | [16 empty] | 2021-11-02 | No | Continuous Dimming to 10% or below | No Control Capability | No Sensor | 0-10V Analog | No Wireless Protocol | No | No | No | No | No | No |  | No | No | No | Yes | No | No | No | No | No | No | No | No | VVVZVR | [10 empty] | 6668 | 148.17 | 45 | 13.2 | 0.898 | 3000 | 84 | 9 | 84 | 97 | -11 | 4 | 4.0 ft |  |  |  | No | No | No | No | No | [9 empty] | AC |  | 120 | 277 |  |  | 6668 | 45
Solid State Lighting | 5.1 | P8WSWFSD | Saylite/Texas Fluorescents Reinvented | Saylite | S96LY40WD(D,G,DALI,DEXAL,SR)MV30Koooo | Indoor Luminaires | Linear Ambient | Direct Linear Ambient Luminaires |  |  |  | Standard | [16 empty] | 2021-09-30 | Yes | Continuous Dimming to 10% or below | LLLC,Energy Monitoring,High End Trim | Multifunction Sensor, Sensor Receptacle, Daylight Sensing, Occupancy Sensing | 0-10V Analog, DALI, DMX, Phase Cut | Zigbee,Bluetooth,WiFi | No | No | Yes | Yes | Yes | Yes | Autani Energy Center, Avi-on, Douglas Dialog, Enlighted IOT System, Lutron- Vive, McWoing TruBlu, Nedap Luxon, Signify Easysense | Yes | Yes | No | Yes | Yes | Yes | Yes | No | Yes | Yes | Yes | No | RRRWGM | [10 empty] | 6360 | 158.99 | 40 | 13.2 | 0.898 | 3000 | 84 | 9 | 83 | 98 | -11 | 8 |  |  |  |  | No | No | No | No | No | [9 empty] | AC |  | 120 | 277 |  |  | 6360 | 40
Solid State Lighting | 5 | P8X2VAV1 | Saylite/Texas Fluorescents Reinvented | Saylite | CITE48LFRF48W5600LLBDMV35Kxx | Indoor Luminaires | Linear Ambient | Direct Linear Ambient Luminaires |  |  |  | Standard | [16 empty] | 2017-02-03 | Yes | Continuous Dimming to 10% or below | [23 empty] | YYYBKT | [10 empty] | 5391 | 113 | 47.6 | 5.6 | 0.997 | 3500 | 84 |  |  |  |  | 4 | 4.0 ft | [7 empty] | No | [9 empty] | AC | Updated on 10/31/2019
Solid State Lighting | 5 | P8XF5TDU | Saylite/Texas Fluorescents Reinvented | Saylite | HBC48LN272W36000LA10DMVxxx40Koooo | Indoor Luminaires | High-Bay | High-Bay Luminaires for Commercial and Industrial Buildings |  |  |  | Standard | [16 empty] | 2017-03-15 | Yes | Continuous Dimming to 10% or below | [23 empty] | LLLBCJ | [10 empty] | 34270 | 130.11 | 263.4 | 6.2 | 0.96 | 4000 | 83 | [13 empty] | No | [9 empty] | AC | Updated on 10/31/2019
Solid State Lighting | 5 | P8XFRQ13 | Saylite/Texas Fluorescents Reinvented | Saylite | DFUCLL24LF32W4650LDMV30K | Indoor Retrofit Kit | Troffer | Integrated Retrofit Kits for 2x4 Luminaires | General Purpose |  |  | Premium | [16 empty] | 2017-03-24 | Yes | Continuous Dimming to 10% or below | [23 empty] | VAVWHZ | [10 empty] | 4460 | 139 | 32 | 6.8 | 0.99 | 3000 | 84 | [6 empty] | TRUE | [6 empty] | No | [9 empty] | AC | Updated on 10/31/2019
Solid State Lighting | 5 | P8Y3U15C | Saylite/Texas Fluorescents Reinvented | Saylite | 555A48LF48W6000DMV50K | Indoor Luminaires | Linear Ambient | Direct Linear Ambient Luminaires |  |  |  | Standard | [16 empty] | 2017-02-03 | Yes | Continuous Dimming to 10% or below | [23 empty] | YYYBKU | [10 empty] | 6371 | 132.73 | 48 | 7.6 | 0.99 | 5097 | 83 |  |  |  |  | 4 | 4.0 ft | [7 empty] | No | [9 empty] | AC | Only qualified in ceiling-mounted configuration, Updated on 10/31/2019
Solid State Lighting | 5.1 | P8Y5V3UQ | Saylite/Texas Fluorescents Reinvented | Saylite | 4RB(421 or 501)LY45WD(D,G,DALI,DEXAL,SR)MV40Koooo | Indoor Retrofit Kit | Linear Ambient | Retrofit Kits for Direct Linear Ambient Luminaires | Luminaire Specific |  |  | Standard | [16 empty] | 2021-09-30 | Yes | Continuous Dimming to 10% or below | LLLC,Energy Monitoring,High End Trim | Multifunction Sensor, Sensor Receptacle, Daylight Sensing, Occupancy Sensing | 0-10V Analog, DALI, DMX, Phase Cut | Zigbee,Bluetooth,WiFi | No | No | Yes | Yes | Yes | Yes | Autani Energy Center, Avi-on, Douglas Dialog, Enlighted IOT System, Lutron- Vive, McWoing TruBlu, Nedap Luxon, Signify Easysense | Yes | Yes | No | Yes | Yes | Yes | Yes | No | Yes | Yes | Yes | No | RRRWGM | [10 empty] | 7415 | 164.78 | 45 | 10 | 0.994 | 4000 | 83 | 8 | 83 | 98 | -11 | 4 |  |  |  |  | No | No | No | No | No | [9 empty] | AC |  | 120 | 277 |  |  | 7415 | 45
Solid State Lighting | 5.1 | P91Z6V1X | Saylite/Texas Fluorescents Reinvented | Saylite | 200A248LY40WDMV35Koooo | Indoor Luminaires | Linear Ambient | Direct Linear Ambient Luminaires |  |  |  | Standard | [16 empty] | 2021-11-02 | No | Continuous Dimming to 10% or below | No Control Capability | No Sensor | 0-10V Analog | No Wireless Protocol | No | No | No | No | No | No |  | No | No | No | Yes | No | No | No | No | No | No | No | No | VVVZVR | [10 empty] | 6279 | 156.98 | 40 | 13.2 | 0.898 | 3500 | 84 | 9 | 84 | 97 | -11 | 4 | 4.0 ft |  |  |  | No | No | No | No | No | [9 empty] | AC |  | 120 | 277 |  |  | 6279 | 40
Solid State Lighting | 5 | P93LF9CX | Saylite/Texas Fluorescents Reinvented | Saylite | 131A24LJ57W7100LDMV50K | Indoor Luminaires | Troffer | 2x4 Luminaires for Ambient Lighting of Interior Commercial Spaces |  |  |  | Standard | [16 empty] | 2018-05-25 | Yes | Continuous Dimming to 10% or below | [23 empty] | LLLBNI | [10 empty] | 7128 | 127.059 | 56.1 | 4.7 | 0.97 | 5000 | 83 | [13 empty] | No | [9 empty] | AC | Updated on 10/31/2019
Solid State Lighting | 5.1 | P948OZLZ | Saylite/Texas Fluorescents Reinvented | Saylite | C96LY30WD(D,G,DALI,DEXAL,SR)MV35Koooo | Indoor Luminaires | Linear Ambient | Direct Linear Ambient Luminaires |  |  |  | Standard | [16 empty] | 2021-09-30 | Yes | Continuous Dimming to 10% or below | LLLC,Energy Monitoring,High End Trim | Multifunction Sensor, Sensor Receptacle, Daylight Sensing, Occupancy Sensing | 0-10V Analog, DALI, DMX, Phase Cut | Zigbee,Bluetooth,WiFi | No | No | Yes | Yes | Yes | Yes | Autani Energy Center, Avi-on, Douglas Dialog, Enlighted IOT System, Lutron- Vive, McWoing TruBlu, Nedap Luxon, Signify Easysense | Yes | Yes | No | Yes | Yes | Yes | Yes | No | Yes | Yes | Yes | No | RRRWGM | [10 empty] | 4915 | 167.06 | 29.42 | 13.2 | 0.898 | 3500 | 84 | 9 | 83 | 98 | -11 | 8 |  |  |  |  | No | No | No | No | No | [9 empty] | AC |  | 120 | 277 |  |  | 4915 | 29.42
Solid State Lighting | 5 | P94NJQ2S | Saylite/Texas Fluorescents Reinvented | Saylite | 555A48LF30W4100LDMV30K | Indoor Luminaires | Linear Ambient | Direct Linear Ambient Luminaires |  |  | TRUE | Standard |  |  | 3772 | 128.7 | 29.3 | 18.1 | 0.9111 | 3061 | 82 | [5 empty] | 5 | 50000 | 2017-02-03 | Yes | Continuous Dimming to 10% or below | [23 empty] | YYYBKU | [10 empty] | 3772 | 128.74 | 29.27 | 18.1 | 0.91 | 3061 | 82 |  |  |  |  | 4 | 4.0 ft | TRUE | [6 empty] | No | [9 empty] | AC | Only qualified in ceiling-mounted configuration, Updated on 10/31/2019
Solid State Lighting | 5 | P963X453 | Saylite/Texas Fluorescents Reinvented | Saylite | DFUCLL24LF28W3900LDMV30K | Indoor Retrofit Kit | Troffer | Integrated Retrofit Kits for 2x4 Luminaires | General Purpose |  | TRUE | Premium |  |  | 3777.5 | 138.1 | 27.35 | 6.8 | 0.994 | 3095 | 84 | [5 empty] | 5 | 50000 | 2017-03-24 | Yes | Continuous Dimming to 10% or below | [23 empty] | VAVWHZ | [10 empty] | 3777.5 | 138.1 | 27.35 | 6.8 | 0.99 | 3000 | 84 | [6 empty] | TRUE | [6 empty] | No | [9 empty] | AC | Updated on 10/31/2019
Solid State Lighting | 5 | P968ERM6 | Saylite/Texas Fluorescents Reinvented | Saylite | CBF14LF22W3100DMV40K [Qualified at 120V] | Indoor Luminaires | Troffer | 1x4 Luminaires for Ambient Lighting of Interior Commercial Spaces |  |  |  | Standard | [16 empty] | 2017-02-03 | Yes | Continuous Dimming to 10% or below | [23 empty] | YYYBKV | [10 empty] | 3145 | 137.33 | 22.9 | 8.2 | 0.99 | 4000 | 83 | [13 empty] | No | [9 empty] | AC | Updated on 10/31/2019
Solid State Lighting | 5.1 | P96K0OFU | Saylite/Texas Fluorescents Reinvented | Saylite | RKCIT48LY20WDMV35K | Indoor Retrofit Kit | Linear Ambient | Retrofit Kits for Direct Linear Ambient Luminaires | Luminaire Specific |  |  | Standard | [16 empty] | 2021-04-28 | Yes | Continuous Dimming to 10% or below | Energy Monitoring, High-end Trim, Autani Energy Center, Avi-on, Douglas Dialog, Enlighted IOT System, Lutron- Vive, McWoing TruBlu, Nedap Luxon, Signify Easysense | Daylight Sensor, Occupancy Sensor, Multifunction Sensor, Integral Sensor Receptacle | 0-10V Analog,DALI,DMX | Zigbee, Bluetooth, Wifi | No | No | Yes | Yes | Yes | Yes | Autani Energy Center, Avi-on, Douglas Dialog, Enlighted IOT System, Lutron- Vive, McWoing TruBlu, Nedap Luxon, Signify Easysense | Yes | Yes | No | Yes | Yes | Yes | No | No | Yes | Yes | Yes |  | BBBFSF | [10 empty] | 2955.7 | 147.785 | 20 | 9.5 | 0.902 | 3500 | 84 | 10 | 84 | 98 | -11 | 4 | 4.0 ft |  |  |  | No | No | No | No | No | [9 empty] | AC |  | 120 | 277 |  |  | 2955.7 | 20
Solid State Lighting | 5.1 | P96NQWD3 | Saylite/Texas Fluorescents Reinvented | Saylite | S96LFRY40WD(D,G,DALI,DEXAL,SR)MV40Koooo | Indoor Luminaires | Linear Ambient | Direct Linear Ambient Luminaires |  |  |  | Standard | [16 empty] | 2021-09-30 | Yes | Continuous Dimming to 10% or below | LLLC,Energy Monitoring,High End Trim | Multifunction Sensor, Sensor Receptacle, Daylight Sensing, Occupancy Sensing | 0-10V Analog, DALI, DMX, Phase Cut | Zigbee,Bluetooth,WiFi | No | No | Yes | Yes | Yes | Yes | Autani Energy Center, Avi-on, Douglas Dialog, Enlighted IOT System, Lutron- Vive, McWoing TruBlu, Nedap Luxon, Signify Easysense | Yes | Yes | No | Yes | Yes | Yes | Yes | No | Yes | Yes | Yes | No | RRRWGM | [10 empty] | 6312 | 157.81 | 40 | 13.2 | 0.898 | 4000 | 84 | 9 | 83 | 98 | -11 | 8 |  |  |  |  | No | No | No | No | No | [9 empty] | AC |  | 120 | 277 |  |  | 6312 | 40
Solid State Lighting | 5.1 | P96XFCWY | Saylite/Texas Fluorescents Reinvented | Saylite | 200A296LY50WDMV35Koooo | Indoor Luminaires | Linear Ambient | Direct Linear Ambient Luminaires |  |  |  | Standard | [16 empty] | 2021-11-02 | No | Continuous Dimming to 10% or below | No Control Capability | No Sensor | 0-10V Analog | No Wireless Protocol | No | No | No | No | No | No |  | No | No | No | Yes | No | No | No | No | No | No | No | No | VVVZVR | [10 empty] | 8057 | 161.14 | 50 | 9.2 | 0.916 | 3500 | 84 | 10 | 84 | 97 | -11 | 8 | 8.0 ft |  |  |  | No | No | No | No | No | [9 empty] | AC |  | 120 | 277 |  |  | 8057 | 50
Solid State Lighting | 5.1 | P971S0G2 | Saylite/Texas Fluorescents Reinvented | Saylite | 200A296LY70WDMV30Koooo | Indoor Luminaires | Linear Ambient | Direct Linear Ambient Luminaires |  |  |  | Standard | [16 empty] | 2021-11-02 | No | Continuous Dimming to 10% or below | No Control Capability | No Sensor | 0-10V Analog | No Wireless Protocol | No | No | No | No | No | No |  | No | No | No | Yes | No | No | No | No | No | No | No | No | VVVZVR | [10 empty] | 10596 | 151.37 | 70 | 13.2 | 0.898 | 3000 | 84 | 9 | 84 | 97 | -11 | 8 | 8.0 ft |  |  |  | No | No | No | No | No | [9 empty] | AC |  | 120 | 277 |  |  | 10596 | 70
Solid State Lighting | 5.1 | P97KH0VN | Saylite/Texas Fluorescents Reinvented | Saylite | (SS,SV,SD,SM)UCLL22LY33W(D,G,DALI,DEXAL,SR)(MV or 120)50Koooo | Indoor Luminaires | Troffer | 2x2 Luminaires for Ambient Lighting of Interior Commercial Spaces |  |  | TRUE | Premium |  | 120 | 4395.5 | 132.7 | 33.12 | 3.3 | 0.997 | 5004 | 83 | 11 | 82 | 95 | -12 | 0.003 | 5 |  | 2021-07-29 | Yes | Continuous Dimming to 10% or below | Autani Energy Center, Avi-on, Douglas Dialog, Enlighted IOT System, Lutron- Vive, McWoing TruBlu, Nedap Luxon, Signify Easysense | Multifunction Sensor,Sensor Receptacle,Daylight Sensor,Occupancy Sensing | 0-10V Analog,DALI,DMX | Zigbee,Bluetooth,WiFi | No | No | Yes | Yes | Yes | Yes | Autani Energy Center, Avi-on, Douglas Dialog, Enlighted IOT System, Lutron- Vive, McWoing TruBlu, Nedap Luxon, Signify Easysense | No | No | No | Yes | Yes | Yes | No |  | Yes | Yes | Yes | No | JJJOWA | [10 empty] | 4287.1 | 130.664 | 32.81 | 11.3 | 0.909 | 5000 | 83 | 11 | 83 | 95 | -12 | [5 empty] | No | No | No | No | No | [9 empty] | AC |  | 120 | 277 |  |  | 4287.1 | 32.81
Solid State Lighting | 5 | P98AZQG9 | Saylite/Texas Fluorescents Reinvented | Saylite | C96LF97W13000LDMV40K | Indoor Luminaires | Linear Ambient | Direct Linear Ambient Luminaires |  |  |  | Standard | [16 empty] | 2017-02-03 | Yes | Continuous Dimming to 10% or below | [23 empty] | YYYBLC | [10 empty] | 12950 | 133.51 | 97 | 5.07 | 1 | 4000 | 84 |  |  |  |  | 8 | 8.0 ft | [7 empty] | No | [9 empty] | AC | Updated on 10/31/2019
Solid State Lighting | 5 | P98DS9WE | Saylite/Texas Fluorescents Reinvented | Fleco Industries | HIL24LX135W20000LDMV50Koooo (except WG) | Indoor Luminaires | High-Bay | High-Bay Luminaires for Commercial and Industrial Buildings |  |  |  | Premium | [16 empty] | 2020-06-23 | Yes | Continuous Dimming to 10% or below | [23 empty] | TTTVRK | [10 empty] | 21340.4 | 158.077 | 135 | 9.3 | 0.97 | 5000 | 83 | [13 empty] | No | [9 empty] | AC |  | 120 | 277 |  |  | 21340.4 | 135
Solid State Lighting | 5 | P9984W81 | Saylite/Texas Fluorescents Reinvented | Saylite | DCC150E45W4800LMV40K | Outdoor Luminaires | Low Output | Outdoor Full-Cutoff Wall-Mounted Area Luminaires |  |  | TRUE | Standard |  |  | 4846.6 | 104.34 | 46.45 | 18.1 | 0.9382 | 4038 | 82.4 | [5 empty] | 5 | 50000 | 2017-01-17 | Yes | Not Dimmable | [23 empty] | YYYBIH | [10 empty] | 4800 | 107 | 45 | 18.1 | 0.9 | 4000 | 82 | [13 empty] | No | [9 empty] | AC | Updated on 10/31/2019
Solid State Lighting | 5.1 | P99CJ7UL | Saylite/Texas Fluorescents Reinvented | Saylite | CITE96LRFY108WDMV30K | Indoor Luminaires | Linear Ambient | Direct Linear Ambient Luminaires |  |  | TRUE | Standard |  | 120 | 14248.2 | 135.3 | 105.28 | 5.6 | 0.997 | 3103 | 84 | 10 | 85 | 98 | -11 | 0 | 5 |  | 2021-04-28 | Yes | Continuous Dimming to 10% or below | Energy Monitoring, High-end Trim, Autani Energy Center, Avi-on, Douglas Dialog, Enlighted IOT System, Lutron- Vive, McWoing TruBlu, Nedap Luxon, Signify Easysense | Daylight Sensor, Occupancy Sensor, Multifunction Sensor, Integral Sensor Receptacle | 0-10V Analog,DALI,DMX | Zigbee, Bluetooth, Wifi | No | No | Yes | Yes | Yes | Yes | Autani Energy Center, Avi-on, Douglas Dialog, Enlighted IOT System, Lutron- Vive, McWoing TruBlu, Nedap Luxon, Signify Easysense | Yes | Yes | No | Yes | Yes | Yes | No | No | Yes | Yes | Yes |  | BBBFSF | [10 empty] | 14157.4 | 134.448 | 105.3 | 9.5 | 0.902 | 3000 | 84 | 10 | 84 | 98 | -11 | 8 | 8.0 ft |  |  |  | No | No | No | No | No | [9 empty] | AC |  | 120 | 277 |  |  | 14157.4 | 105.3
Solid State Lighting | 5.1 | P99IAW0S | Saylite/Texas Fluorescents Reinvented | Saylite | RKCIT48LY30WDMV50K | Indoor Retrofit Kit | Linear Ambient | Retrofit Kits for Direct Linear Ambient Luminaires | Luminaire Specific |  |  | Standard | [16 empty] | 2021-04-28 | Yes | Continuous Dimming to 10% or below | Energy Monitoring, High-end Trim, Autani Energy Center, Avi-on, Douglas Dialog, Enlighted IOT System, Lutron- Vive, McWoing TruBlu, Nedap Luxon, Signify Easysense | Daylight Sensor, Occupancy Sensor, Multifunction Sensor, Integral Sensor Receptacle | 0-10V Analog,DALI,DMX | Zigbee, Bluetooth, Wifi | No | No | Yes | Yes | Yes | Yes | Autani Energy Center, Avi-on, Douglas Dialog, Enlighted IOT System, Lutron- Vive, McWoing TruBlu, Nedap Luxon, Signify Easysense | Yes | Yes | No | Yes | Yes | Yes | No | No | Yes | Yes | Yes |  | BBBFSF | [10 empty] | 4583.2 | 152.773 | 30 | 9.5 | 0.902 | 5000 | 82 | 11 | 82 | 97 | -12 | 4 | 4.0 ft |  |  |  | No | No | No | No | No | [9 empty] | AC |  | 120 | 277 |  |  | 4583.2 | 30
Solid State Lighting | 5.1 | P9AG7WPJ | Saylite/Texas Fluorescents Reinvented | Saylite | CITE96LFRY50WDMV30K | Indoor Luminaires | Linear Ambient | Direct Linear Ambient Luminaires |  |  |  | Standard | [16 empty] | 2021-04-28 | Yes | Continuous Dimming to 10% or below | Energy Monitoring, High-end Trim, Autani Energy Center, Avi-on, Douglas Dialog, Enlighted IOT System, Lutron- Vive, McWoing TruBlu, Nedap Luxon, Signify Easysense | Daylight Sensor, Occupancy Sensor, Multifunction Sensor, Integral Sensor Receptacle | 0-10V Analog,DALI,DMX | Zigbee, Bluetooth, Wifi | No | No | Yes | Yes | Yes | Yes | Autani Energy Center, Avi-on, Douglas Dialog, Enlighted IOT System, Lutron- Vive, McWoing TruBlu, Nedap Luxon, Signify Easysense | Yes | Yes | No | Yes | Yes | Yes | No | No | Yes | Yes | Yes |  | BBBFSF | [10 empty] | 7464.54 | 149.291 | 50 | 9.5 | 0.902 | 3000 | 84 | 10 | 84 | 98 | -11 | 8 | 8.0 ft |  |  |  | No | No | No | No | No | [9 empty] | AC |  | 120 | 277 |  |  | 7464.54 | 50
Solid State Lighting | 5.1 | P9AOI2M1 | Saylite/Texas Fluorescents Reinvented | Saylite | 8RB(421 or 501)LY70WD(D,G,DALI,DEXAL,SR)MV50Koooo | Indoor Retrofit Kit | Linear Ambient | Retrofit Kits for Direct Linear Ambient Luminaires | Luminaire Specific |  |  | Standard | [16 empty] | 2021-09-30 | Yes | Continuous Dimming to 10% or below | LLLC,Energy Monitoring,High End Trim | Multifunction Sensor, Sensor Receptacle, Daylight Sensing, Occupancy Sensing | 0-10V Analog, DALI, DMX, Phase Cut | Zigbee,Bluetooth,WiFi | No | No | Yes | Yes | Yes | Yes | Autani Energy Center, Avi-on, Douglas Dialog, Enlighted IOT System, Lutron- Vive, McWoing TruBlu, Nedap Luxon, Signify Easysense | Yes | Yes | No | Yes | Yes | Yes | Yes | No | Yes | Yes | Yes | No | RRRWGM | [10 empty] | 11747 | 167.82 | 70 | 10 | 0.994 | 5000 | 82 | 10 | 81 | 97 | -12 | 8 |  |  |  |  | No | No | No | No | No | [9 empty] | AC |  | 120 | 277 |  |  | 11747 | 70
Solid State Lighting | 5 | P9B436G6 | Saylite/Texas Fluorescents Reinvented | Saylite | CBF24LHF35W4800LDMV50K | Indoor Luminaires | Troffer | 2x4 Luminaires for Ambient Lighting of Interior Commercial Spaces |  |  |  | Standard | [16 empty] | 2017-02-03 | Yes | Continuous Dimming to 10% or below | [23 empty] | YYYBLA | [10 empty] | 4970 | 142 | 35 | 7.2 | 0.99 | 5000 | 84 | [13 empty] | No | [9 empty] | AC | Updated on 10/31/2019
Solid State Lighting | 5.1 | P9BKUEVZ | Saylite/Texas Fluorescents Reinvented | Saylite | 200A248LY15WDMV40Koooo | Indoor Luminaires | Linear Ambient | Direct Linear Ambient Luminaires |  |  |  | Standard | [16 empty] | 2021-11-02 | No | Continuous Dimming to 10% or below | No Control Capability | No Sensor | 0-10V Analog | No Wireless Protocol | No | No | No | No | No | No |  | No | No | No | Yes | No | No | No | No | No | No | No | No | VVVZVR | [10 empty] | 2520 | 166.19 | 15.2 | 9.2 | 0.916 | 4000 | 84 | 10 | 84 | 97 | -11 | 4 | 4.0 ft |  |  |  | No | No | No | No | No | [9 empty] | AC |  | 120 | 277 |  |  | 2520 | 15.2
Solid State Lighting | 5.1 | P9C1M7XD | Saylite/Texas Fluorescents Reinvented | Saylite | 207A224LY33WDMV30Koooo | Indoor Luminaires | Linear Ambient | Direct Linear Ambient Luminaires |  |  | TRUE | Standard |  | 120 | 4192 | 125.5 | 33.4 | 10.7 | 0.989 | 3098 | 84 | 12 | 86 | 98 | -10 | -0.0006 | 5 | 50000 | 2021-11-02 | No | Continuous Dimming to 10% or below | No Control Capability | No Sensor | 0-10V Analog | No Wireless Protocol | No | No | No | No | No | No |  | No | No | No | Yes | No | No | No | No | No | No | No | No | VVVZVR | [10 empty] | 3973 | 120.39 | 33 | 9.6 | 0.909 | 3000 | 85 | 14 | 84 | 98 | -10 | 2 | 2.0 ft |  |  |  | No | No | No | No | No | [9 empty] | AC |  | 120 | 277 |  |  | 3973 | 33
Solid State Lighting | 5 | P9CZWPKQ | Saylite/Texas Fluorescents Reinvented | Saylite | CBF14LF40W5100DMV35K [Qualified at 120V] | Indoor Luminaires | Troffer | 1x4 Luminaires for Ambient Lighting of Interior Commercial Spaces |  |  |  | Standard | [16 empty] | 2017-02-03 | Yes | Continuous Dimming to 10% or below | [23 empty] | YYYBKV | [10 empty] | 4895 | 122.38 | 40 | 8.2 | 0.99 | 3500 | 83 | [13 empty] | No | [9 empty] | AC | Updated on 10/31/2019
Solid State Lighting | 5 | P9ERAHA8 | Saylite/Texas Fluorescents Reinvented | Saylite | PLF23L300W39000LD( MV, 480) 30K[BDWSG][BlankP0P1][BlankM][SQSP]T3 | Outdoor Luminaires | Very High Output | Outdoor Pole/Arm-Mounted Area and Roadway Luminaires |  |  | TRUE | Standard |  |  | 34609 | 114.8 | 301.5 | 6.59 | 0.9651 | 3038 | 74.4 | [5 empty] | 5 | 50000 | 2017-04-06 | Yes | Continuous Dimming to 10% or below | [23 empty] | DDDJAK | [10 empty] | 34500 | 115 | 300 | 6 | 0.9 | 3000 | 70 | [6 empty] | TRUE | [6 empty] | No | [9 empty] | AC | Updated on 5/9/2017, Updated on 10/31/2019
Solid State Lighting | 5 | P9EVNW8H | Saylite/Texas Fluorescents Reinvented | Saylite | C24LFRF28W3300LDMV30K | Indoor Luminaires | Linear Ambient | Direct Linear Ambient Luminaires |  |  |  | Standard | [16 empty] | 2017-03-24 | Yes | Continuous Dimming to 10% or below | [23 empty] | VAVWHV | [10 empty] | 3140 | 112.14 | 28 | 7.65 | 1 | 3000 | 83 |  |  |  |  | 2 | 2.0 ft | TRUE | [6 empty] | No | [9 empty] | AC | Updated on 10/31/2019
Solid State Lighting | 5.1 | P9EZF4AR | Saylite/Texas Fluorescents Reinvented | Saylite | C48LY50WD(D,G,DALI,DEXAL,SR)MV40Koooo | Indoor Luminaires | Linear Ambient | Direct Linear Ambient Luminaires |  |  |  | Standard | [16 empty] | 2021-09-30 | Yes | Continuous Dimming to 10% or below | LLLC,Energy Monitoring,High End Trim | Multifunction Sensor, Sensor Receptacle, Daylight Sensing, Occupancy Sensing | 0-10V Analog, DALI, DMX, Phase Cut | Zigbee,Bluetooth,WiFi | No | No | Yes | Yes | Yes | Yes | Autani Energy Center, Avi-on, Douglas Dialog, Enlighted IOT System, Lutron- Vive, McWoing TruBlu, Nedap Luxon, Signify Easysense | Yes | Yes | No | Yes | Yes | Yes | Yes | No | Yes | Yes | Yes | No | RRRWGM | [10 empty] | 8163 | 163.26 | 50 | 10 | 0.994 | 4000 | 83 | 8 | 83 | 98 | -11 | 4 |  |  |  |  | No | No | No | No | No | [9 empty] | AC |  | 120 | 277 |  |  | 8163 | 50
Solid State Lighting | 5 | P9F2SPBB | Saylite/Texas Fluorescents Reinvented | Saylite | 131A22LF24W2600LDMV40K | Indoor Luminaires | Troffer | 2x2 Luminaires for Ambient Lighting of Interior Commercial Spaces |  |  |  | Standard | [16 empty] | 2017-02-03 | No | Continuous Dimming to 10% or below | [23 empty] | YYYBLD | [10 empty] | 2624 | 109 | 24 | 8.5 | 0.989 | 4000 | 84 | [13 empty] | No | [9 empty] | AC | Updated on 10/31/2019
Solid State Lighting | 5.1 | P9FFUUGW | Saylite/Texas Fluorescents Reinvented | Saylite | (SS,SV,SD,SM)UCLL22LY25W(D,G,DALI,DEXAL,SR)(MV or 120)30Koooo | Indoor Luminaires | Troffer | 2x2 Luminaires for Ambient Lighting of Interior Commercial Spaces |  |  |  | Premium | [16 empty] | 2021-07-29 | Yes | Continuous Dimming to 10% or below | Autani Energy Center, Avi-on, Douglas Dialog, Enlighted IOT System, Lutron- Vive, McWoing TruBlu, Nedap Luxon, Signify Easysense | Multifunction Sensor,Sensor Receptacle,Daylight Sensor,Occupancy Sensing | 0-10V Analog,DALI,DMX | Zigbee,Bluetooth,WiFi | No | No | Yes | Yes | Yes | Yes | Autani Energy Center, Avi-on, Douglas Dialog, Enlighted IOT System, Lutron- Vive, McWoing TruBlu, Nedap Luxon, Signify Easysense | No | No | No | Yes | Yes | Yes | No |  | Yes | Yes | Yes | No | JJJOWA | [10 empty] | 3111.26 | 124.45 | 25 | 11.3 | 0.909 | 3000 | 83 | 8 | 83 | 98 | -11 | [5 empty] | No | No | No | No | No | [9 empty] | AC |  | 120 | 277 |  |  | 3111.26 | 25
Solid State Lighting | 5 | P9FYBNR8 | Saylite/Texas Fluorescents Reinvented | Saylite | HIL48LA220W32500LDMVxxx30Koooo | Indoor Luminaires | High-Bay | High-Bay Luminaires for Commercial and Industrial Buildings |  |  |  | Standard | [16 empty] | 2017-05-15 | Yes | Continuous Dimming to 10% or below | [23 empty] | KKKZVA | [10 empty] | 31066 | 140.44 | 221.2 | 6.5 | 0.98 | 3000 | 82 | [6 empty] | TRUE | [6 empty] | No | [9 empty] | AC | Product delisted 1/31/2018 relisted on 05/22/2018, Updated on 10/31/2019
Solid State Lighting | 5 | P9HNTSCG | Saylite/Texas Fluorescents Reinvented | Saylite | 209A48LF32W3450LDMV30K | Indoor Luminaires | Troffer | 1x4 Luminaires for Ambient Lighting of Interior Commercial Spaces |  |  |  | Standard | [16 empty] | 2015-08-24 | Not Yet Verified | Continuous Dimming to 10% or below | [23 empty] | UUUUTB | [10 empty] | 3818 | 109 | 35 | 20 | 0.9 | 3000 | 85 | [6 empty] | TRUE | [6 empty] | No | [9 empty] | AC | Updated on 10/31/2019
Solid State Lighting | 5.1 | P9I0EXDP | Saylite/Texas Fluorescents Reinvented | Saylite | 207A248LY20WDMV30Koooo | Indoor Luminaires | Linear Ambient | Direct Linear Ambient Luminaires |  |  |  | Standard | [16 empty] | 2021-11-02 | No | Continuous Dimming to 10% or below | No Control Capability | No Sensor | 0-10V Analog | No Wireless Protocol | No | No | No | No | No | No |  | No | No | No | Yes | No | No | No | No | No | No | No | No | VVVZVR | [10 empty] | 3090 | 154.5 | 20 | 9.2 | 0.916 | 3000 | 84 | 10 | 84 | 97 | -11 | 4 | 4.0 ft |  |  |  | No | No | No | No | No | [9 empty] | AC |  | 120 | 277 |  |  | 3090 | 20
Solid State Lighting | 5.1 | P9JA1XRS | Saylite/Texas Fluorescents Reinvented | Saylite | RKCIT96LY70WDMV40K | Indoor Retrofit Kit | Linear Ambient | Retrofit Kits for Direct Linear Ambient Luminaires | Luminaire Specific |  |  | Standard | [16 empty] | 2021-04-28 | Yes | Continuous Dimming to 10% or below | Energy Monitoring, High-end Trim, Autani Energy Center, Avi-on, Douglas Dialog, Enlighted IOT System, Lutron- Vive, McWoing TruBlu, Nedap Luxon, Signify Easysense | Daylight Sensor, Occupancy Sensor, Multifunction Sensor, Integral Sensor Receptacle | 0-10V Analog,DALI,DMX | Zigbee, Bluetooth, Wifi | No | No | Yes | Yes | Yes | Yes | Autani Energy Center, Avi-on, Douglas Dialog, Enlighted IOT System, Lutron- Vive, McWoing TruBlu, Nedap Luxon, Signify Easysense | Yes | Yes | No | Yes | Yes | Yes | No | No | Yes | Yes | Yes |  | BBBFSF | [10 empty] | 10350.4 | 147.863 | 70 | 9.5 | 0.902 | 4000 | 84 | 10 | 84 | 98 | -11 | 8 | 8.0 ft |  |  |  | No | No | No | No | No | [9 empty] | AC |  | 120 | 277 |  |  | 10350.4 | 70
Solid State Lighting | 5.1 | P9JC35G7 | Saylite/Texas Fluorescents Reinvented | Saylite | C24LY15WD(D,G,DALI,DEXAL,SR)MV50Koooo | Indoor Luminaires | Linear Ambient | Direct Linear Ambient Luminaires |  |  |  | Standard | [16 empty] | 2021-09-30 | Yes | Continuous Dimming to 10% or below | LLLC,Energy Monitoring,High End Trim | Multifunction Sensor, Sensor Receptacle, Daylight Sensing, Occupancy Sensing | 0-10V Analog, DALI, DMX, Phase Cut | Zigbee,Bluetooth,WiFi | No | No | Yes | Yes | Yes | Yes | Autani Energy Center, Avi-on, Douglas Dialog, Enlighted IOT System, Lutron- Vive, McWoing TruBlu, Nedap Luxon, Signify Easysense | Yes | Yes | No | Yes | Yes | Yes | Yes | No | Yes | Yes | Yes | No | RRRWGM | [10 empty] | 2537 | 164.93 | 15.38 | 13.3 | 0.905 | 5000 | 82 | 11 | 81 | 97 | -12 | 2 |  |  |  |  | No | No | No | No | No | [9 empty] | AC |  | 120 | 277 |  |  | 2537 | 15.38
Solid State Lighting | 5.1 | P9JDK6OO | Saylite/Texas Fluorescents Reinvented | Saylite | 209A48LY45WDMV35Koooo | Indoor Luminaires | Linear Ambient | Direct Linear Ambient Luminaires |  |  |  | Standard | [16 empty] | 2021-11-02 | No | Continuous Dimming to 10% or below | No Control Capability | No Sensor | 0-10V Analog | No Wireless Protocol | No | No | No | No | No | No |  | No | No | No | Yes | No | No | No | No | No | No | No | No | VVVZVR | [10 empty] | 6989 | 155.3 | 45 | 13.2 | 0.898 | 3500 | 84 | 9 | 84 | 97 | -11 | 4 | 4.0 ft |  |  |  | No | No | No | No | No | [9 empty] | AC |  | 120 | 277 |  |  | 6989 | 45
Solid State Lighting | 5.1 | P9K9O6O6 | Saylite/Texas Fluorescents Reinvented | Saylite | CITE48LFRY45WDMV50K | Indoor Luminaires | Linear Ambient | Direct Linear Ambient Luminaires |  |  |  | Standard | [16 empty] | 2021-04-28 | Yes | Continuous Dimming to 10% or below | Energy Monitoring, High-end Trim, Autani Energy Center, Avi-on, Douglas Dialog, Enlighted IOT System, Lutron- Vive, McWoing TruBlu, Nedap Luxon, Signify Easysense | Daylight Sensor, Occupancy Sensor, Multifunction Sensor, Integral Sensor Receptacle | 0-10V Analog,DALI,DMX | Zigbee, Bluetooth, Wifi | No | No | Yes | Yes | Yes | Yes | Autani Energy Center, Avi-on, Douglas Dialog, Enlighted IOT System, Lutron- Vive, McWoing TruBlu, Nedap Luxon, Signify Easysense | Yes | Yes | No | Yes | Yes | Yes | No | No | Yes | Yes | Yes |  | BBBFSF | [10 empty] | 6922.92 | 153.843 | 45 | 9.5 | 0.902 | 5000 | 82 | 11 | 82 | 97 | -12 | 4 | 4.0 ft |  |  |  | No | No | No | No | No | [9 empty] | AC |  | 120 | 277 |  |  | 6922.92 | 45
Solid State Lighting | 5 | P9KF7JCQ | Saylite/Texas Fluorescents Reinvented | Saylite | 22CJ24W2700LW10DMV30K | Indoor Retrofit Kit | Troffer | Linear Retrofit Kits for 2x2 Luminaires | General Purpose |  |  | Standard | [16 empty] | 2018-05-25 | Yes | Continuous Dimming to 10% or below | [23 empty] | LLLBNI | [10 empty] | 2618 | 111.88 | 23.4 | 8.2 | 0.95 | 3000 | 82 | [6 empty] | TRUE | [6 empty] | No | [9 empty] | AC | Updated on 10/31/2019
Solid State Lighting | 5.1 | P9L7795K | Saylite/Texas Fluorescents Reinvented | Saylite | 209A96LY30WDMV30Koooo | Indoor Luminaires | Linear Ambient | Direct Linear Ambient Luminaires |  |  |  | Standard | [16 empty] | 2021-11-02 | No | Continuous Dimming to 10% or below | No Control Capability | No Sensor | 0-10V Analog | No Wireless Protocol | No | No | No | No | No | No |  | No | No | No | Yes | No | No | No | No | No | No | No | No | VVVZVR | [10 empty] | 4708 | 155.27 | 30.3 | 9.2 | 0.916 | 3000 | 84 | 10 | 84 | 97 | -11 | 8 | 8.0 ft |  |  |  | No | No | No | No | No | [9 empty] | AC |  | 120 | 277 |  |  | 4708 | 30.3
Solid State Lighting | 5.1 | P9LF063J | Saylite/Texas Fluorescents Reinvented | Saylite | C24LFRY25WD(D,G,DALI,DEXAL,SR)MV35Koooo | Indoor Luminaires | Linear Ambient | Direct Linear Ambient Luminaires |  |  |  | Standard | [16 empty] | 2021-09-30 | Yes | Continuous Dimming to 10% or below | LLLC,Energy Monitoring,High End Trim | Multifunction Sensor, Sensor Receptacle, Daylight Sensing, Occupancy Sensing | 0-10V Analog, DALI, DMX, Phase Cut | Zigbee,Bluetooth,WiFi | No | No | Yes | Yes | Yes | Yes | Autani Energy Center, Avi-on, Douglas Dialog, Enlighted IOT System, Lutron- Vive, McWoing TruBlu, Nedap Luxon, Signify Easysense | Yes | Yes | No | Yes | Yes | Yes | Yes | No | Yes | Yes | Yes | No | RRRWGM | [10 empty] | 3618 | 144.74 | 25 | 13.4 | 0.904 | 3500 | 84 | 10 | 84 | 98 | -10 | 2 |  |  |  |  | No | No | No | No | No | [9 empty] | AC |  | 120 | 277 |  |  | 3618 | 25
Solid State Lighting | 5.1 | P9M82OAH | Saylite/Texas Fluorescents Reinvented | Saylite | 207A224LY20WDMV50Koooo | Indoor Luminaires | Linear Ambient | Direct Linear Ambient Luminaires |  |  |  | Standard | [16 empty] | 2021-11-02 | No | Continuous Dimming to 10% or below | No Control Capability | No Sensor | 0-10V Analog | No Wireless Protocol | No | No | No | No | No | No |  | No | No | No | Yes | No | No | No | No | No | No | No | No | VVVZVR | [10 empty] | 2742 | 137.08 | 20 | 9.6 | 0.909 | 5000 | 84 | 19 | 82 | 97 | -11 | 2 | 2.0 ft |  |  |  | No | No | No | No | No | [9 empty] | AC |  | 120 | 277 |  |  | 2742 | 20
Solid State Lighting | 5 | P9MAVMED | Saylite/Texas Fluorescents Reinvented | Saylite | LED48T815W1800LRK50K | Linear Replacement Lamp | T8 Four-Foot | Dual Mode Internal Driver (UL Type A and Type B) |  |  |  | Standard | [16 empty] | 2015-07-16 | Not Yet Verified | Not Dimmable | [23 empty] | KKKXVE | [10 empty] | 2160 | 135 | 16 | 20 | 0.9 | 5000 | 83 |  |  |  |  | 4 | 4.0 ft | [7 empty] | No | [9 empty] | AC | Updated on 5/22/2017, Updated on 10/31/2019
Solid State Lighting | 5 | P9MBRYYD | Saylite/Texas Fluorescents Reinvented | Saylite | CBF14LF57W7000DMV30K [Qualified at 120V] | Indoor Luminaires | Troffer | 1x4 Luminaires for Ambient Lighting of Interior Commercial Spaces |  |  | TRUE | Standard |  |  | 3243.6 | 112.6 | 28.8 | 7.9 | 0.993 | 5208 | 84 | [5 empty] | 5 | 50000 | 2017-02-03 | Yes | Continuous Dimming to 10% or below | [23 empty] | YYYBKV | [10 empty] | 6563.2 | 112.89 | 58.14 | 4.8 | 1 | 3000 | 83 | [6 empty] | TRUE | [6 empty] | No | [9 empty] | AC | Updated on 10/31/2019
Solid State Lighting | 5.1 | P9NDO4X8 | Saylite/Texas Fluorescents Reinvented | Saylite | S96LFRY60WD(D,G,DALI,DEXAL,SR)MV50Koooo | Indoor Luminaires | Linear Ambient | Direct Linear Ambient Luminaires |  |  |  | Standard | [16 empty] | 2021-09-30 | Yes | Continuous Dimming to 10% or below | LLLC,Energy Monitoring,High End Trim | Multifunction Sensor, Sensor Receptacle, Daylight Sensing, Occupancy Sensing | 0-10V Analog, DALI, DMX, Phase Cut | Zigbee,Bluetooth,WiFi | No | No | Yes | Yes | Yes | Yes | Autani Energy Center, Avi-on, Douglas Dialog, Enlighted IOT System, Lutron- Vive, McWoing TruBlu, Nedap Luxon, Signify Easysense | Yes | Yes | No | Yes | Yes | Yes | Yes | No | Yes | Yes | Yes | No | RRRWGM | [10 empty] | 9546 | 155.77 | 61.28 | 13.2 | 0.898 | 5000 | 83 | 12 | 82 | 97 | -12 | 8 |  |  |  |  | No | No | No | No | No | [9 empty] | AC |  | 120 | 277 |  |  | 9546 | 61.28
Solid State Lighting | 5.1 | P9O61RAU | Saylite/Texas Fluorescents Reinvented | Saylite | C48LY45WD(D,G,DALI,DEXAL,SR)MV35Koooo | Indoor Luminaires | Linear Ambient | Direct Linear Ambient Luminaires |  |  |  | Standard | [16 empty] | 2021-09-30 | Yes | Continuous Dimming to 10% or below | LLLC,Energy Monitoring,High End Trim | Multifunction Sensor, Sensor Receptacle, Daylight Sensing, Occupancy Sensing | 0-10V Analog, DALI, DMX, Phase Cut | Zigbee,Bluetooth,WiFi | No | No | Yes | Yes | Yes | Yes | Autani Energy Center, Avi-on, Douglas Dialog, Enlighted IOT System, Lutron- Vive, McWoing TruBlu, Nedap Luxon, Signify Easysense | Yes | Yes | No | Yes | Yes | Yes | Yes | No | Yes | Yes | Yes | No | RRRWGM | [10 empty] | 7261 | 161.36 | 45 | 10 | 0.994 | 3500 | 83 | 8 | 83 | 98 | -11 | 4 |  |  |  |  | No | No | No | No | No | [9 empty] | AC |  | 120 | 277 |  |  | 7261 | 45
Solid State Lighting | 5.1 | P9O7GWHZ | Saylite/Texas Fluorescents Reinvented | Saylite | 207A224LY15WDMV35Koooo | Indoor Luminaires | Linear Ambient | Direct Linear Ambient Luminaires |  |  |  | Standard | [16 empty] | 2021-11-02 | No | Continuous Dimming to 10% or below | No Control Capability | No Sensor | 0-10V Analog | No Wireless Protocol | No | No | No | No | No | No |  | No | No | No | Yes | No | No | No | No | No | No | No | No | VVVZVR | [10 empty] | 2102 | 137.86 | 15.3 | 9.6 | 0.909 | 3500 | 85 | 14 | 84 | 98 | -10 | 2 | 2.0 ft |  |  |  | No | No | No | No | No | [9 empty] | AC |  | 120 | 277 |  |  | 2102 | 15.3
Solid State Lighting | 5.1 | P9OIOYUV | Saylite/Texas Fluorescents Reinvented | Saylite | C96LFRY50WD(D,G,DALI,DEXAL,SR)MV50Koooo | Indoor Luminaires | Linear Ambient | Direct Linear Ambient Luminaires |  |  |  | Standard | [16 empty] | 2021-09-30 | Yes | Continuous Dimming to 10% or below | LLLC,Energy Monitoring,High End Trim | Multifunction Sensor, Sensor Receptacle, Daylight Sensing, Occupancy Sensing | 0-10V Analog, DALI, DMX, Phase Cut | Zigbee,Bluetooth,WiFi | No | No | Yes | Yes | Yes | Yes | Autani Energy Center, Avi-on, Douglas Dialog, Enlighted IOT System, Lutron- Vive, McWoing TruBlu, Nedap Luxon, Signify Easysense | Yes | Yes | No | Yes | Yes | Yes | Yes | No | Yes | Yes | Yes | No | RRRWGM | [10 empty] | 7869 | 157.38 | 50 | 13.2 | 0.898 | 5000 | 83 | 12 | 82 | 97 | -12 | 8 |  |  |  |  | No | No | No | No | No | [9 empty] | AC |  | 120 | 277 |  |  | 7869 | 50
Solid State Lighting | 5 | P9PQI1BJ | Saylite/Texas Fluorescents Reinvented | Fleco Industries | HIL48LX340W50000LDMV50Koooo (except WG) | Indoor Luminaires | High-Bay | High-Bay Luminaires for Commercial and Industrial Buildings |  |  | TRUE | Premium |  | 120 | 52245.1 | 154.9 | 337.32 | 9.56 | 0.976 | 5110 | 84.1 | [5 empty] | 5 | 50000 | 2020-06-23 | Yes | Continuous Dimming to 10% or below | [23 empty] | TTTVRK | [10 empty] | 54600 | 160.588 | 340 | 9.71 | 0.975 | 5000 | 83 | [13 empty] | No | [9 empty] | AC |  | 120 | 277 |  |  | 54600 | 340
Solid State Lighting | 5 | P9QCKMSA | Saylite/Texas Fluorescents Reinvented | Saylite | CBF22LF24W3000LDMV50K | Indoor Luminaires | Troffer | 2x2 Luminaires for Ambient Lighting of Interior Commercial Spaces |  |  |  | Standard | [16 empty] | 2017-02-03 | Yes | Continuous Dimming to 10% or below | [23 empty] | YYYBKW | [10 empty] | 3109 | 129.54 | 24 | 11.1 | 0.91 | 5000 | 84 | [13 empty] | No | [9 empty] | AC | Updated on 10/31/2019
Solid State Lighting | 5 | P9R44X5F | Saylite/Texas Fluorescents Reinvented | Saylite | C48LF61W7000LDMV30K | Indoor Luminaires | Linear Ambient | Direct Linear Ambient Luminaires |  |  |  | Standard | [16 empty] | 2015-12-07 | Not Yet Verified | Continuous Dimming to 10% or below | [23 empty] | KKKYLT | [10 empty] | 7000 | 115 | 61 | 5.65 | 0.996 | 3000 | 83 | [6 empty] | TRUE | [6 empty] | No | [9 empty] | AC | Updated on 10/31/2019
Solid State Lighting | 5.1 | P9RF1PR9 | Saylite/Texas Fluorescents Reinvented | Saylite | C24LFRY33WD(D,G,DALI,DEXAL,SR)MV50Koooo | Indoor Luminaires | Linear Ambient | Direct Linear Ambient Luminaires |  |  |  | Standard | [16 empty] | 2021-09-30 | Yes | Continuous Dimming to 10% or below | LLLC,Energy Monitoring,High End Trim | Multifunction Sensor, Sensor Receptacle, Daylight Sensing, Occupancy Sensing | 0-10V Analog, DALI, DMX, Phase Cut | Zigbee,Bluetooth,WiFi | No | No | Yes | Yes | Yes | Yes | Autani Energy Center, Avi-on, Douglas Dialog, Enlighted IOT System, Lutron- Vive, McWoing TruBlu, Nedap Luxon, Signify Easysense | Yes | Yes | No | Yes | Yes | Yes | Yes | No | Yes | Yes | Yes | No | RRRWGM | [10 empty] | 4785 | 144.99 | 33 | 9.4 | 0.991 | 5000 | 83 | 12 | 82 | 97 | -12 | 2 |  |  |  |  | No | No | No | No | No | [9 empty] | AC |  | 120 | 277 |  |  | 4785 | 33
Solid State Lighting | 5 | P9SV7Q6X | Saylite/Texas Fluorescents Reinvented | Saylite | CBF22LHF20W2600LDMV50K | Indoor Luminaires | Troffer | 2x2 Luminaires for Ambient Lighting of Interior Commercial Spaces |  |  |  | Premium | [16 empty] | 2017-02-03 | Yes | Continuous Dimming to 10% or below | [23 empty] | YYYBKY | [10 empty] | 2700 | 135 | 20 | 5 | 1 | 5000 | 84 | [13 empty] | No | [9 empty] | AC | Updated on 10/31/2019
Solid State Lighting | 5 | P9TMXYU3 | Saylite/Texas Fluorescents Reinvented | Saylite | DFUCLL22LF24W3000LDMV35K | Indoor Retrofit Kit | Troffer | Integrated Retrofit Kits for 2x2 Luminaires | General Purpose |  |  | Premium | [16 empty] | 2017-03-24 | Yes | Continuous Dimming to 10% or below | [23 empty] | VAVWHY | [10 empty] | 2985 | 125 | 23.7 | 3.9 | 1 | 3500 | 83 | [13 empty] | No | [9 empty] | AC | Updated on 10/31/2019
Solid State Lighting | 5 | P9TYJMSK | Saylite/Texas Fluorescents Reinvented | Saylite | DFUCLL24LF48W6750LDMV35K | Indoor Retrofit Kit | Troffer | Integrated Retrofit Kits for 2x4 Luminaires | General Purpose |  |  | Premium | [16 empty] | 2017-03-24 | Yes | Continuous Dimming to 10% or below | [23 empty] | VAVWHZ | [10 empty] | 6575 | 136 | 48 | 5.6 | 1 | 3500 | 84 | [13 empty] | No | [9 empty] | AC | Updated on 10/31/2019
Solid State Lighting | 5 | P9U3NPBB | Saylite/Texas Fluorescents Reinvented | Saylite | CBF24LHF48W6400LDMV50K | Indoor Luminaires | Troffer | 2x4 Luminaires for Ambient Lighting of Interior Commercial Spaces |  |  |  | Standard | [16 empty] | 2017-02-03 | Yes | Continuous Dimming to 10% or below | [23 empty] | YYYBLA | [10 empty] | 6630 | 138.13 | 48 | 4.6 | 1 | 5000 | 84 | [13 empty] | No | [9 empty] | AC | Updated on 10/31/2019
Solid State Lighting | 5.1 | P9U66YN9 | Saylite/Texas Fluorescents Reinvented | Saylite | (SS,SV,SD,SM)UCLL22LY33W(D,G,DALI,DEXAL,SR)(MV or 120)40Koooo | Indoor Luminaires | Troffer | 2x2 Luminaires for Ambient Lighting of Interior Commercial Spaces |  |  |  | Premium | [16 empty] | 2021-07-29 | Yes | Continuous Dimming to 10% or below | Autani Energy Center, Avi-on, Douglas Dialog, Enlighted IOT System, Lutron- Vive, McWoing TruBlu, Nedap Luxon, Signify Easysense | Multifunction Sensor,Sensor Receptacle,Daylight Sensor,Occupancy Sensing | 0-10V Analog,DALI,DMX | Zigbee,Bluetooth,WiFi | No | No | Yes | Yes | Yes | Yes | Autani Energy Center, Avi-on, Douglas Dialog, Enlighted IOT System, Lutron- Vive, McWoing TruBlu, Nedap Luxon, Signify Easysense | No | No | No | Yes | Yes | Yes | No |  | Yes | Yes | Yes | No | JJJOWA | [10 empty] | 4287.1 | 130.664 | 32.81 | 11.3 | 0.909 | 4000 | 83 | 8 | 83 | 98 | -11 | [5 empty] | No | No | No | No | No | [9 empty] | AC |  | 120 | 277 |  |  | 4287.1 | 32.81
Solid State Lighting | 5.1 | P9V7QZLJ | Saylite/Texas Fluorescents Reinvented | Saylite | 207A224LY33WDMV50Koooo | Indoor Luminaires | Linear Ambient | Direct Linear Ambient Luminaires |  |  | TRUE | Standard |  | 120 | 4398 | 133.6 | 32.9 | 4 | 0.997 | 5203 | 84 | 19 | 84 | 97 | -11 | 0.0015 | 5 | 50000 | 2021-11-02 | No | Continuous Dimming to 10% or below | No Control Capability | No Sensor | 0-10V Analog | No Wireless Protocol | No | No | No | No | No | No |  | No | No | No | Yes | No | No | No | No | No | No | No | No | VVVZVR | [10 empty] | 4253 | 128.86 | 33 | 9.6 | 0.909 | 5000 | 84 | 19 | 82 | 97 | -11 | 2 | 2.0 ft |  |  |  | No | No | No | No | No | [9 empty] | AC |  | 120 | 277 |  |  | 4253 | 33
Solid State Lighting | 5 | P9W2D63J | Saylite/Texas Fluorescents Reinvented | Saylite | 131A24LF35W3650LDMV50K | Indoor Luminaires | Troffer | 2x4 Luminaires for Ambient Lighting of Interior Commercial Spaces |  |  |  | Standard | [16 empty] | 2015-06-02 | No | Continuous Dimming to 10% or below | [23 empty] | KKKWMB | [10 empty] | 4476 | 129 | 34.7 | 4.95 | 0.997 | 5000 | 83 | [13 empty] | No | [9 empty] | AC | Updated 9/9/2016, Updated on 10/31/2019
Solid State Lighting | 5 | P9WHPF31 | Saylite/Texas Fluorescents Reinvented | Saylite | FPELP24LED50MVWH35 | Indoor Luminaires | Troffer | 2x4 Luminaires for Ambient Lighting of Interior Commercial Spaces |  |  | TRUE | Standard |  |  | 6004.2 | 120.06 | 50.01 | 18.37 | 0.9285 | 3530 | 82.7 | [5 empty] | 5 | 50000 | 2016-09-15 | No | Not Dimmable | [23 empty] | WWWAMI | [10 empty] | 6004.2 | 120.06 | 50.01 | 18.35 | 0.9285 | 3500 | 82.7 | [13 empty] | No | [9 empty] | AC | X is placeholder for the edge of the pabel that doesn't affect performance, Updated on 10/31/2019
Solid State Lighting | 5 | P9X4QGXX | Saylite/Texas Fluorescents Reinvented | Saylite | 131A24LF56W6050LDMV35K | Indoor Luminaires | Troffer | 2x4 Luminaires for Ambient Lighting of Interior Commercial Spaces |  |  |  | Standard | [16 empty] | 2015-06-02 | No | Continuous Dimming to 10% or below | [23 empty] | KKKWMB | [10 empty] | 6535 | 118.8 | 55.01 | 3.84 | 0.998 | 3500 | 82 | [13 empty] | No | [9 empty] | AC | Updated 9/9/2016, Updated on 10/31/2019
Solid State Lighting | 5.1 | P9XLTF7E | Saylite/Texas Fluorescents Reinvented | Saylite | 2RB(421 or 501)LY15WD(D,G,DALI,DEXAL,SR)MV50Koooo | Indoor Retrofit Kit | Linear Ambient | Retrofit Kits for Direct Linear Ambient Luminaires | Luminaire Specific |  |  | Standard | [16 empty] | 2021-09-30 | Yes | Continuous Dimming to 10% or below | LLLC,Energy Monitoring,High End Trim | Multifunction Sensor, Sensor Receptacle, Daylight Sensing, Occupancy Sensing | 0-10V Analog, DALI, DMX, Phase Cut | Zigbee,Bluetooth,WiFi | No | No | Yes | Yes | Yes | Yes | Autani Energy Center, Avi-on, Douglas Dialog, Enlighted IOT System, Lutron- Vive, McWoing TruBlu, Nedap Luxon, Signify Easysense | Yes | Yes | No | Yes | Yes | Yes | Yes | No | Yes | Yes | Yes | No | RRRWGM | [10 empty] | 2537 | 164.93 | 15.38 | 13.3 | 0.905 | 5000 | 82 | 11 | 81 | 97 | -12 | 2 |  |  |  |  | No | No | No | No | No | [9 empty] | AC |  | 120 | 277 |  |  | 2537 | 15.38
Solid State Lighting | 5.1 | P9YKDVRY | Saylite/Texas Fluorescents Reinvented | Saylite | S48LFRY54WD(D,G,DALI,DEXAL,SR)MV50Koooo | Indoor Luminaires | Linear Ambient | Direct Linear Ambient Luminaires |  |  |  | Standard | [16 empty] | 2021-09-30 | Yes | Continuous Dimming to 10% or below | LLLC,Energy Monitoring,High End Trim | Multifunction Sensor, Sensor Receptacle, Daylight Sensing, Occupancy Sensing | 0-10V Analog, DALI, DMX, Phase Cut | Zigbee,Bluetooth,WiFi | No | No | Yes | Yes | Yes | Yes | Autani Energy Center, Avi-on, Douglas Dialog, Enlighted IOT System, Lutron- Vive, McWoing TruBlu, Nedap Luxon, Signify Easysense | Yes | Yes | No | Yes | Yes | Yes | Yes | No | Yes | Yes | Yes | No | RRRWGM | [10 empty] | 7958 | 149.19 | 53.34 | 13.2 | 0.898 | 5000 | 83 | 12 | 82 | 97 | -12 | 4 |  |  |  |  | No | No | No | No | No | [9 empty] | AC |  | 120 | 277 |  |  | 7958 | 53.34
Solid State Lighting | 5.1 | P9YNHF7M | Saylite/Texas Fluorescents Reinvented | Saylite | S96LY70WD(D,G,DALI,DEXAL,SR)MV35Koooo | Indoor Luminaires | Linear Ambient | Direct Linear Ambient Luminaires |  |  |  | Standard | [16 empty] | 2021-09-30 | Yes | Continuous Dimming to 10% or below | LLLC,Energy Monitoring,High End Trim | Multifunction Sensor, Sensor Receptacle, Daylight Sensing, Occupancy Sensing | 0-10V Analog, DALI, DMX, Phase Cut | Zigbee,Bluetooth,WiFi | No | No | Yes | Yes | Yes | Yes | Autani Energy Center, Avi-on, Douglas Dialog, Enlighted IOT System, Lutron- Vive, McWoing TruBlu, Nedap Luxon, Signify Easysense | Yes | Yes | No | Yes | Yes | Yes | Yes | No | Yes | Yes | Yes | No | RRRWGM | [10 empty] | 11504 | 164.34 | 70 | 10 | 0.994 | 3500 | 83 | 8 | 83 | 98 | -11 | 8 |  |  |  |  | No | No | No | No | No | [9 empty] | AC |  | 120 | 277 |  |  | 11504 | 70
Solid State Lighting | 5.1 | P9YV679U | Saylite/Texas Fluorescents Reinvented | Saylite | CITE48LRFY40WDMV40K | Indoor Luminaires | Linear Ambient | Direct Linear Ambient Luminaires |  |  |  | Standard | [16 empty] | 2021-04-28 | Yes | Continuous Dimming to 10% or below | Energy Monitoring, High-end Trim, Autani Energy Center, Avi-on, Douglas Dialog, Enlighted IOT System, Lutron- Vive, McWoing TruBlu, Nedap Luxon, Signify Easysense | Daylight Sensor, Occupancy Sensor, Multifunction Sensor, Integral Sensor Receptacle | 0-10V Analog,DALI,DMX | Zigbee, Bluetooth, Wifi | No | No | Yes | Yes | Yes | Yes | Autani Energy Center, Avi-on, Douglas Dialog, Enlighted IOT System, Lutron- Vive, McWoing TruBlu, Nedap Luxon, Signify Easysense | Yes | Yes | No | Yes | Yes | Yes | No | No | Yes | Yes | Yes |  | BBBFSF | [10 empty] | 5844.1 | 146.102 | 40 | 9.5 | 0.902 | 4000 | 84 | 10 | 84 | 98 | -11 | 4 | 4.0 ft |  |  |  | No | No | No | No | No | [9 empty] | AC |  | 120 | 277 |  |  | 5844.1 | 40
Solid State Lighting | 5.1 | P9Z16DM9 | Saylite/Texas Fluorescents Reinvented | Saylite | S48LFRY35WD(D,G,DALI,DEXAL,SR)MV30Koooo | Indoor Luminaires | Linear Ambient | Direct Linear Ambient Luminaires |  |  |  | Standard | [16 empty] | 2021-09-30 | Yes | Continuous Dimming to 10% or below | LLLC,Energy Monitoring,High End Trim | Multifunction Sensor, Sensor Receptacle, Daylight Sensing, Occupancy Sensing | 0-10V Analog, DALI, DMX, Phase Cut | Zigbee,Bluetooth,WiFi | No | No | Yes | Yes | Yes | Yes | Autani Energy Center, Avi-on, Douglas Dialog, Enlighted IOT System, Lutron- Vive, McWoing TruBlu, Nedap Luxon, Signify Easysense | Yes | Yes | No | Yes | Yes | Yes | Yes | No | Yes | Yes | Yes | No | RRRWGM | [10 empty] | 5044 | 144.11 | 35 | 13.2 | 0.898 | 3000 | 84 | 9 | 83 | 98 | -11 | 4 |  |  |  |  | No | No | No | No | No | [9 empty] | AC |  | 120 | 277 |  |  | 5044 | 35
Solid State Lighting | 5.1 | P9ZF8WF1 | Saylite/Texas Fluorescents Reinvented | Saylite | C48LY40WD(D,G,DALI,DEXAL,SR)MV50Koooo | Indoor Luminaires | Linear Ambient | Direct Linear Ambient Luminaires |  |  |  | Standard | [16 empty] | 2021-09-30 | Yes | Continuous Dimming to 10% or below | LLLC,Energy Monitoring,High End Trim | Multifunction Sensor, Sensor Receptacle, Daylight Sensing, Occupancy Sensing | 0-10V Analog, DALI, DMX, Phase Cut | Zigbee,Bluetooth,WiFi | No | No | Yes | Yes | Yes | Yes | Autani Energy Center, Avi-on, Douglas Dialog, Enlighted IOT System, Lutron- Vive, McWoing TruBlu, Nedap Luxon, Signify Easysense | Yes | Yes | No | Yes | Yes | Yes | Yes | No | Yes | Yes | Yes | No | RRRWGM | [10 empty] | 6652 | 166.3 | 40 | 10 | 0.994 | 5000 | 82 | 10 | 81 | 97 | -12 | 4 |  |  |  |  | No | No | No | No | No | [9 empty] | AC |  | 120 | 277 |  |  | 6652 | 40
Solid State Lighting | 5 | P9ZHBSRA | Saylite/Texas Fluorescents Reinvented | Saylite | CBF24LF40W5200LDMV40K | Indoor Luminaires | Troffer | 2x4 Luminaires for Ambient Lighting of Interior Commercial Spaces |  |  |  | Standard | [16 empty] | 2017-02-03 | Yes | Continuous Dimming to 10% or below | [23 empty] | YYYBKX | [10 empty] | 5246 | 131.15 | 40 | 8.5 | 0.99 | 4000 | 84 | [13 empty] | No | [9 empty] | AC | Updated on 10/31/2019
Solid State Lighting | 5 | PA037ALA | Saylite/Texas Fluorescents Reinvented | Fleco Industries | HIL48LX275W40000LDMV40Koooo (except WG) | Indoor Luminaires | High-Bay | High-Bay Luminaires for Commercial and Industrial Buildings |  |  |  | Premium | [16 empty] | 2020-06-23 | Yes | Continuous Dimming to 10% or below | [23 empty] | TTTVRK | [10 empty] | 42829.7 | 155.744 | 275 | 7.85 | 0.979 | 4000 | 83 | [13 empty] | No | [9 empty] | AC |  | 120 | 277 |  |  | 42829.7 | 275
Solid State Lighting | 5.1 | PA0ED0U7 | Saylite/Texas Fluorescents Reinvented | Saylite | S24LFRY33WD(D,G,DALI,DEXAL,SR)MV50Koooo | Indoor Luminaires | Linear Ambient | Direct Linear Ambient Luminaires |  |  | TRUE | Standard |  | 120 | 4682 | 143.8 | 32.57 | 13.2 | 0.898 | 5044 | 82 | 11 | 83 | 97 | -12 | 0.0027 | 5 | 50000 | 2021-09-30 | Yes | Continuous Dimming to 10% or below | LLLC,Energy Monitoring,High End Trim | Multifunction Sensor, Sensor Receptacle, Daylight Sensing, Occupancy Sensing | 0-10V Analog, DALI, DMX, Phase Cut | Zigbee,Bluetooth,WiFi | No | No | Yes | Yes | Yes | Yes | Autani Energy Center, Avi-on, Douglas Dialog, Enlighted IOT System, Lutron- Vive, McWoing TruBlu, Nedap Luxon, Signify Easysense | Yes | Yes | No | Yes | Yes | Yes | Yes | No | Yes | Yes | Yes | No | RRRWGM | [10 empty] | 4785 | 144.99 | 33 | 9.4 | 0.991 | 5000 | 83 | 12 | 82 | 97 | -12 | 2 |  |  |  |  | No | No | No | No | No | [9 empty] | AC |  | 120 | 277 |  |  | 4785 | 33
Solid State Lighting | 5 | PA0RCNWO | Saylite/Texas Fluorescents Reinvented | Saylite | UCLL22LJ32W3600LDMV50K | Indoor Luminaires | Troffer | 2x2 Luminaires for Ambient Lighting of Interior Commercial Spaces |  |  |  | Standard | [16 empty] | 2018-07-18 | Not Yet Verified | Continuous Dimming to 10% or below | [23 empty] | ZZZBZX | [10 empty] | 3436.48 | 107.39 | 32 | 14 | 0.89 | 5000 | 82 | [13 empty] | No | [9 empty] | AC | Updated on 10/31/2019
Solid State Lighting | 5.1 | PA10QV2B | Saylite/Texas Fluorescents Reinvented | Saylite | (SS,SV,SD,SM)UCLL24LY25W(D,G,DALI,DEXAL,SR)(MV or 120)40Koooo | Indoor Luminaires | Troffer | 2x4 Luminaires for Ambient Lighting of Interior Commercial Spaces |  |  |  | Premium | [16 empty] | 2021-07-29 | Yes | Continuous Dimming to 10% or below | Autani Energy Center, Avi-on, Douglas Dialog, Enlighted IOT System, Lutron- Vive, McWoing TruBlu, Nedap Luxon, Signify Easysense | Multifunction Sensor,Sensor Receptacle,Daylight Sensor,Occupancy Sensing | 0-10V Analog,DALI,DMX | Zigbee,Bluetooth,WiFi | No | No | Yes | Yes | Yes | Yes | Autani Energy Center, Avi-on, Douglas Dialog, Enlighted IOT System, Lutron- Vive, McWoing TruBlu, Nedap Luxon, Signify Easysense | No | No | No | Yes | Yes | Yes | No |  | Yes | Yes | Yes | No | JJJOWA | [10 empty] | 3836.43 | 153.457 | 25 | 11.2 | 0.949 | 4000 | 83 | 8 | 83 | 98 | -11 | [5 empty] | No | No | No | No | No | [9 empty] | AC |  | 120 | 277 |  |  | 3836.43 | 25
Solid State Lighting | 5 | PA11T8B2 | Saylite/Texas Fluorescents Reinvented | Saylite | CBF22LHF15W1900LDMV35K | Indoor Luminaires | Troffer | 2x2 Luminaires for Ambient Lighting of Interior Commercial Spaces |  |  |  | Premium | [16 empty] | 2017-02-03 | Yes | Continuous Dimming to 10% or below | [23 empty] | YYYBKY | [10 empty] | 1885 | 127.5 | 14.79 | 5 | 1 | 3500 | 84 | [13 empty] | No | [9 empty] | AC | Updated on 10/31/2019
Solid State Lighting | 5 | PA2F3AB2 | Saylite/Texas Fluorescents Reinvented | Saylite | UCLL22LF20W2450LDMV35K(WP,EM) | Indoor Luminaires | Troffer | 2x2 Luminaires for Ambient Lighting of Interior Commercial Spaces |  |  |  | Standard | [16 empty] | 2015-10-15 | Yes | Continuous Dimming to 10% or below | [23 empty] | KKKYHA | [10 empty] | 2374 | 119 | 20 | 9.2 | 0.954 | 3500 | 84 | [13 empty] | No | [9 empty] | AC | Product de-listed on 4/1/2017, re-listed on 05/09/2018 due to update, Updated on 10/31/2019
Solid State Lighting | 5 | PA2HMS2V | Saylite/Texas Fluorescents Reinvented | Saylite | C24LFRF18W2300LDMV35K | Indoor Luminaires | Linear Ambient | Direct Linear Ambient Luminaires |  |  |  | Standard | [16 empty] | 2017-03-24 | Yes | Continuous Dimming to 10% or below | [23 empty] | VAVWHV | [10 empty] | 2230 | 119.64 | 18.64 | 10.5 | 0.99 | 3500 | 83 |  |  |  |  | 2 | 2.0 ft | [7 empty] | No | [9 empty] | AC | Updated on 10/31/2019
Solid State Lighting | 5.1 | PA30RCN5 | Saylite/Texas Fluorescents Reinvented | Saylite | C96LY60WD(D,G,DALI,DEXAL,SR)MV50Koooo | Indoor Luminaires | Linear Ambient | Direct Linear Ambient Luminaires |  |  |  | Standard | [16 empty] | 2021-09-30 | Yes | Continuous Dimming to 10% or below | LLLC,Energy Monitoring,High End Trim | Multifunction Sensor, Sensor Receptacle, Daylight Sensing, Occupancy Sensing | 0-10V Analog, DALI, DMX, Phase Cut | Zigbee,Bluetooth,WiFi | No | No | Yes | Yes | Yes | Yes | Autani Energy Center, Avi-on, Douglas Dialog, Enlighted IOT System, Lutron- Vive, McWoing TruBlu, Nedap Luxon, Signify Easysense | Yes | Yes | No | Yes | Yes | Yes | Yes | No | Yes | Yes | Yes | No | RRRWGM | [10 empty] | 10377 | 169.34 | 61.28 | 10 | 0.994 | 5000 | 82 | 10 | 81 | 97 | -12 | 8 |  |  |  |  | No | No | No | No | No | [9 empty] | AC |  | 120 | 277 |  |  | 10377 | 61.28
Solid State Lighting | 5 | PA3HUNS4 | Saylite/Texas Fluorescents Reinvented | Saylite | JSR48L24W3350LDMV30K | Indoor Luminaires | Linear Ambient | Direct Linear Ambient Luminaires |  |  | TRUE | Standard |  |  | 3384 | 139.37 | 24.28 | 19.18 | 0.9028 | 5073 | 85.2 | [5 empty] | 5 | 50000 | 2016-09-30 | No | Not Dimmable | [23 empty] | WWWANL | [10 empty] | 3384 | 140 | 24.28 | 20 | 0.9 | 5000 | 82.1 |  |  |  |  | 4 | [8 empty] | No | [9 empty] | AC | Updated on 10/31/2019
Solid State Lighting | 5 | PA5631HU | Saylite/Texas Fluorescents Reinvented | Saylite | C48LFRF57W7100LDMV40K | Indoor Luminaires | Linear Ambient | Direct Linear Ambient Luminaires |  |  |  | Standard | [16 empty] | 2017-02-03 | Yes | Continuous Dimming to 10% or below | [23 empty] | YYYBLC | [10 empty] | 7120 | 120.99 | 58.85 | 5.14 | 1 | 4000 | 84 |  |  |  |  | 4 | 4.0 ft | [7 empty] | No | [9 empty] | AC | Updated on 10/31/2019
Solid State Lighting | 5 | PA63CNQF | Saylite/Texas Fluorescents Reinvented | Saylite | RSR48LT30W3500LDMVxxx40K | Indoor Retrofit Kit | Linear Ambient | Retrofit Kits for Direct Linear Ambient Luminaires | General Purpose |  |  | Standard | [16 empty] | 2017-06-12 | Yes | Continuous Dimming to 10% or below | [23 empty] | EAEEZR | [10 empty] | 3827 | 129.29 | 29.6 | 12 | 0.93 | 4000 | 84 | [13 empty] | No | [9 empty] | AC | Updated on 10/31/2019
Solid State Lighting | 5 | PA73D2YM | Saylite/Texas Fluorescents Reinvented | Saylite | CBF22LF40W4700LDMV50K | Indoor Luminaires | Troffer | 2x2 Luminaires for Ambient Lighting of Interior Commercial Spaces |  |  |  | Standard | [16 empty] | 2017-02-03 | Yes | Continuous Dimming to 10% or below | [23 empty] | YYYBKZ | [10 empty] | 4810 | 120.25 | 40 | 7.9 | 0.99 | 5000 | 84 | [13 empty] | No | [9 empty] | AC | Updated on 10/31/2019
Solid State Lighting | 5 | PA8HEWNN | Saylite/Texas Fluorescents Reinvented | Saylite | CRSR96LT60W6900LDMVxxx35K | Indoor Luminaires | Linear Ambient | Direct Linear Ambient Luminaires |  |  |  | Standard | [16 empty] | 2017-06-12 | Yes | Continuous Dimming to 10% or below | [23 empty] | EAEEZR | [10 empty] | 7374 | 124.56 | 59.2 | 12 | 0.93 | 3500 | 84 |  |  |  |  | 8 | 8.0 ft | [7 empty] | No | [9 empty] | AC | Updated on 10/31/2019
Solid State Lighting | 5 | PA90VA0B | Saylite/Texas Fluorescents Reinvented | Saylite | CITACL48LA180W23200LDMV50Koooo | Indoor Luminaires | High-Bay | High-Bay Luminaires for Commercial and Industrial Buildings |  |  | TRUE | Premium |  | 277 | 24581 | 138.4 | 177.6 | 1.9 | 0.97 | 5270 | 86.5 | [5 empty] | 5 | 50000 | 2020-08-12 | No | Continuous Dimming to 10% or below | [23 empty] | YYYEQE | [10 empty] | 24580 | 138 | 178 | 1.9 | 0.97 | 5000 | 85 | [13 empty] | No | [9 empty] | AC |  | 120 | 277 |  |  | 24580 | 178
Solid State Lighting | 5 | PA9GQKV5 | Saylite/Texas Fluorescents Reinvented | Saylite | 131A24LF45W5500LDMV50K | Indoor Luminaires | Troffer | 2x4 Luminaires for Ambient Lighting of Interior Commercial Spaces |  |  |  | Standard | [16 empty] | 2016-09-09 | No | Continuous Dimming to 10% or below | [23 empty] | KKKWMB | [10 empty] | 5666 | 129.1 | 43.9 | 4.95 | 1 | 5000 | 83 | [13 empty] | No | [9 empty] | AC | Updated on 10/31/2019
Solid State Lighting | 5 | PA9PURS2 | Saylite/Texas Fluorescents Reinvented | Saylite | 22CF20W2300LW10DMV40K | Indoor Retrofit Kit | Troffer | Linear Retrofit Kits for 2x2 Luminaires | General Purpose |  |  | Standard | [16 empty] | 2017-02-03 | No | Continuous Dimming to 10% or below | [23 empty] | YYYBLD | [10 empty] | 2304 | 111 | 20.6 | 8.5 | 0.989 | 4000 | 84 | [13 empty] | No | [9 empty] | AC | Updated on 10/31/2019
Solid State Lighting | 5.1 | PACAAPIR | Saylite/Texas Fluorescents Reinvented | Saylite | C96LFRY80WD(D,G,DALI,DEXAL,SR)MV40Koooo | Indoor Luminaires | Linear Ambient | Direct Linear Ambient Luminaires |  |  |  | Standard | [16 empty] | 2021-09-30 | Yes | Continuous Dimming to 10% or below | LLLC,Energy Monitoring,High End Trim | Multifunction Sensor, Sensor Receptacle, Daylight Sensing, Occupancy Sensing | 0-10V Analog, DALI, DMX, Phase Cut | Zigbee,Bluetooth,WiFi | No | No | Yes | Yes | Yes | Yes | Autani Energy Center, Avi-on, Douglas Dialog, Enlighted IOT System, Lutron- Vive, McWoing TruBlu, Nedap Luxon, Signify Easysense | Yes | Yes | No | Yes | Yes | Yes | Yes | No | Yes | Yes | Yes | No | RRRWGM | [10 empty] | 12219 | 152.7 | 80 | 13.2 | 0.898 | 4000 | 84 | 9 | 83 | 98 | -11 | 8 |  |  |  |  | No | No | No | No | No | [9 empty] | AC |  | 120 | 277 |  |  | 12219 | 40
Solid State Lighting | 5 | PACCC37Y | Saylite/Texas Fluorescents Reinvented | Saylite | 131A24LF56W6050LDMV50K | Indoor Luminaires | Troffer | 2x4 Luminaires for Ambient Lighting of Interior Commercial Spaces |  |  |  | Standard | [16 empty] | 2015-06-02 | No | Continuous Dimming to 10% or below | [23 empty] | KKKWMB | [10 empty] | 6939 | 126.1 | 55.01 | 3.84 | 0.998 | 5000 | 82 | [13 empty] | No | [9 empty] | AC | Updated 9/9/2016, Updated on 10/31/2019
Solid State Lighting | 5.1 | PACE2JN8 | Saylite/Texas Fluorescents Reinvented | Saylite | 200A296LY60WDMV30Koooo | Indoor Luminaires | Linear Ambient | Direct Linear Ambient Luminaires |  |  |  | Standard | [16 empty] | 2021-11-02 | No | Continuous Dimming to 10% or below | No Control Capability | No Sensor | 0-10V Analog | No Wireless Protocol | No | No | No | No | No | No |  | No | No | No | Yes | No | No | No | No | No | No | No | No | VVVZVR | [10 empty] | 9337 | 152.97 | 61 | 9.2 | 0.916 | 3000 | 84 | 9 | 84 | 97 | -11 | 8 | 8.0 ft |  |  |  | No | No | No | No | No | [9 empty] | AC |  | 120 | 277 |  |  | 9337 | 61
Solid State Lighting | 5 | PACKRVJ2 | Saylite/Texas Fluorescents Reinvented | Saylite | JSR96L60w8400LDMV35K | Indoor Luminaires | Linear Ambient | Direct Linear Ambient Luminaires |  |  |  | Standard | [16 empty] | 2016-09-30 | No | Not Dimmable | [23 empty] | WWWANL | [10 empty] | 8220 | 137 | 60 | 20 | 0.9 | 3500 | 82.1 |  |  |  |  | 8 | [8 empty] | No | [9 empty] | AC | Updated on 10/31/2019
Solid State Lighting | 5.1 | PADKNTEQ | Saylite/Texas Fluorescents Reinvented | Saylite | S48LFRY45WD(D,G,DALI,DEXAL,SR)MV35Koooo | Indoor Luminaires | Linear Ambient | Direct Linear Ambient Luminaires |  |  |  | Standard | [16 empty] | 2021-09-30 | Yes | Continuous Dimming to 10% or below | LLLC,Energy Monitoring,High End Trim | Multifunction Sensor, Sensor Receptacle, Daylight Sensing, Occupancy Sensing | 0-10V Analog, DALI, DMX, Phase Cut | Zigbee,Bluetooth,WiFi | No | No | Yes | Yes | Yes | Yes | Autani Energy Center, Avi-on, Douglas Dialog, Enlighted IOT System, Lutron- Vive, McWoing TruBlu, Nedap Luxon, Signify Easysense | Yes | Yes | No | Yes | Yes | Yes | Yes | No | Yes | Yes | Yes | No | RRRWGM | [10 empty] | 6663 | 148.07 | 45 | 13.2 | 0.898 | 3500 | 84 | 9 | 83 | 98 | -11 | 4 |  |  |  |  | No | No | No | No | No | [9 empty] | AC |  | 120 | 277 |  |  | 6663 | 45
Solid State Lighting | 5 | PADQ71WF | Saylite/Texas Fluorescents Reinvented | Saylite | CBF22LHF20W2600LDMV35K | Indoor Luminaires | Troffer | 2x2 Luminaires for Ambient Lighting of Interior Commercial Spaces |  |  |  | Premium | [16 empty] | 2017-02-03 | Yes | Continuous Dimming to 10% or below | [23 empty] | YYYBKY | [10 empty] | 2540 | 127 | 20 | 5 | 1 | 3500 | 84 | [13 empty] | No | [9 empty] | AC | Updated on 10/31/2019
Solid State Lighting | 5.1 | PADXNARO | Saylite/Texas Fluorescents Reinvented | Saylite | (SS,SV,SD,SM)UCLL24LY54W(D,G,DALI,DEXAL,SR)(MV or 120)35Koooo | Indoor Luminaires | Troffer | 2x4 Luminaires for Ambient Lighting of Interior Commercial Spaces |  |  |  | Premium | [16 empty] | 2021-07-29 | Yes | Continuous Dimming to 10% or below | Autani Energy Center, Avi-on, Douglas Dialog, Enlighted IOT System, Lutron- Vive, McWoing TruBlu, Nedap Luxon, Signify Easysense | Multifunction Sensor,Sensor Receptacle,Daylight Sensor,Occupancy Sensing | 0-10V Analog,DALI,DMX | Zigbee,Bluetooth,WiFi | No | No | Yes | Yes | Yes | Yes | Autani Energy Center, Avi-on, Douglas Dialog, Enlighted IOT System, Lutron- Vive, McWoing TruBlu, Nedap Luxon, Signify Easysense | No | No | No | Yes | Yes | Yes | No |  | Yes | Yes | Yes | No | JJJOWA | [10 empty] | 7571.82 | 138.374 | 54.72 | 12.1 | 0.99 | 3500 | 83 | 8 | 83 | 98 | -11 | [5 empty] | No | No | No | No | No | [9 empty] | AC |  | 120 | 277 |  |  | 7571.82 | 54.72
Solid State Lighting | 5.1 | PAFOCWFV | Saylite/Texas Fluorescents Reinvented | Saylite | (SS,SV,SD,SM)CBF14LY33WDMV35Koooo | Indoor Luminaires | Troffer | 1x4 Luminaires for Ambient Lighting of Interior Commercial Spaces |  |  |  | Standard | [16 empty] | 2021-07-29 | Yes | Continuous Dimming to 10% or below | Autani Energy Center, Avi-on, Douglas Dialog, Enlighted IOT System, Lutron- Vive, McWoing TruBlu, Nedap Luxon, Signify Easysense | Multifunction Sensor,Sensor Receptacle,Daylight Sensor,Occupancy Sensing | 0-10V Analog | Zigbee,Bluetooth,WiFi | No | No | Yes | Yes | Yes | Yes | Autani Energy Center, Avi-on, Douglas Dialog, Enlighted IOT System, Lutron- Vive, McWoing TruBlu, Nedap Luxon, Signify Easysense | No | No | No | Yes | No | No | No |  | Yes | Yes | Yes | No | JJJOWB | [10 empty] | 4269.73 | 129.386 | 33 | 9.7 | 0.913 | 3500 | 84 | 9 | 83 | 98 | -11 | [5 empty] | No | No | No | No | No | [9 empty] | AC |  | 120 | 277 |  |  | 4269.73 | 33
Solid State Lighting | 5 | PAFR3SSD | Saylite/Texas Fluorescents Reinvented | Saylite | 24CF56W6050LW10DMV30K | Indoor Retrofit Kit | Troffer | Linear Retrofit Kits for 2x4 Luminaires | General Purpose |  |  | Standard | [16 empty] | 2015-06-02 | Not Yet Verified | Continuous Dimming to 10% or below | [23 empty] | KKKWMC | [10 empty] | 6046 | 108 | 56 | 20 | 0.9 | 3000 | 83 | [6 empty] | TRUE | [6 empty] | No | [9 empty] | AC | Updated on 10/31/2019
Solid State Lighting | 5 | PAGJHSQ9 | Saylite/Texas Fluorescents Reinvented | Saylite | CRSR48LT41W4300LDMVxxx30K | Indoor Luminaires | Linear Ambient | Direct Linear Ambient Luminaires |  |  |  | Standard | [16 empty] | 2017-06-12 | Yes | Continuous Dimming to 10% or below | [23 empty] | EAEEZR | [10 empty] | 4918 | 119.66 | 41.1 | 12 | 0.93 | 3000 | 84 |  |  |  |  | 4 |  | TRUE | [6 empty] | No | [9 empty] | AC | Updated on 10/31/2019
Solid State Lighting | 5 | PAGYNKM6 | Saylite/Texas Fluorescents Reinvented | Saylite | FPELP14LED40DMVWH40 | Indoor Luminaires | Troffer | 1x4 Luminaires for Ambient Lighting of Interior Commercial Spaces |  |  |  | Standard | [16 empty] | 2016-09-15 | No | Continuous Dimming to 10% or below | [23 empty] | WWWAMJ | [10 empty] | 5035 | 125.8 | 40 | 20 | 0.9 | 4000 | 81.5 | [13 empty] | No | [9 empty] | AC | X is placeholder for the edge of the pabel that doesn't affect performance, Updated on 10/31/2019
Solid State Lighting | 5.1 | PAHF0QNN | Saylite/Texas Fluorescents Reinvented | Saylite | 209A96LY100WDMV50Koooo | Indoor Luminaires | Linear Ambient | Direct Linear Ambient Luminaires |  |  |  | Standard | [16 empty] | 2021-11-02 | No | Continuous Dimming to 10% or below | No Control Capability | No Sensor | 0-10V Analog | No Wireless Protocol | No | No | No | No | No | No |  | No | No | No | Yes | No | No | No | No | No | No | No | No | VVVZVR | [10 empty] | 15688 | 156.88 | 100 | 13.2 | 0.898 | 5000 | 84 | 13 | 82 | 96 | -12 | 8 | 8.0 ft |  |  |  | No | No | No | No | No | [9 empty] | AC |  | 120 | 277 |  |  | 15688 | 100
Solid State Lighting | 5 | PAHIB418 | Saylite/Texas Fluorescents Reinvented | Fleco Industries | HIL48LX275W40000LDMV30Koooo (except WG) | Indoor Luminaires | High-Bay | High-Bay Luminaires for Commercial and Industrial Buildings |  |  |  | Premium | [16 empty] | 2020-06-23 | Yes | Continuous Dimming to 10% or below | [23 empty] | TTTVRK | [10 empty] | 41245 | 149.982 | 275 | 7.85 | 0.979 | 3000 | 83 | [13 empty] | No | [9 empty] | AC |  | 120 | 277 |  |  | 41245 | 275
Solid State Lighting | 5.1 | PAHTS2DI | Saylite/Texas Fluorescents Reinvented | Saylite | S24LY25WD(D,G,DALI,DEXAL,SR)MV30Koooo | Indoor Luminaires | Linear Ambient | Direct Linear Ambient Luminaires |  |  |  | Standard | [16 empty] | 2021-09-30 | Yes | Continuous Dimming to 10% or below | LLLC,Energy Monitoring,High End Trim | Multifunction Sensor, Sensor Receptacle, Daylight Sensing, Occupancy Sensing | 0-10V Analog, DALI, DMX, Phase Cut | Zigbee,Bluetooth,WiFi | No | No | Yes | Yes | Yes | Yes | Autani Energy Center, Avi-on, Douglas Dialog, Enlighted IOT System, Lutron- Vive, McWoing TruBlu, Nedap Luxon, Signify Easysense | Yes | Yes | No | Yes | Yes | Yes | Yes | No | Yes | Yes | Yes | No | RRRWGM | [10 empty] | 3729 | 149.16 | 25 | 13.3 | 0.905 | 3000 | 84 | 9 | 84 | 98 | -11 | 2 |  |  |  |  | No | No | No | No | No | [9 empty] | AC |  | 120 | 277 |  |  | 3729 | 25
Solid State Lighting | 5 | PAHV9M2P | Saylite/Texas Fluorescents Reinvented | Saylite | SS213A48LE57W6900LDMV30K-xx | Outdoor Luminaires | Mid Output | Stairwell and Passageway Luminaires |  |  |  | Standard | [16 empty] | 2017-02-03 | Yes | Continuous Dimming to 10% or below | [23 empty] | YYYBKU | [10 empty] | 6540 | 112.84 | 57.96 | 7.6 | 0.99 | 3061 | 82 | [13 empty] | No | [9 empty] | AC | Updated on 10/31/2019
Solid State Lighting | 5.1 | PAK1RKQX | Saylite/Texas Fluorescents Reinvented | Saylite | S48LFRY54WD(D,G,DALI,DEXAL,SR)MV40Koooo | Indoor Luminaires | Linear Ambient | Direct Linear Ambient Luminaires |  |  |  | Standard | [16 empty] | 2021-09-30 | Yes | Continuous Dimming to 10% or below | LLLC,Energy Monitoring,High End Trim | Multifunction Sensor, Sensor Receptacle, Daylight Sensing, Occupancy Sensing | 0-10V Analog, DALI, DMX, Phase Cut | Zigbee,Bluetooth,WiFi | No | No | Yes | Yes | Yes | Yes | Autani Energy Center, Avi-on, Douglas Dialog, Enlighted IOT System, Lutron- Vive, McWoing TruBlu, Nedap Luxon, Signify Easysense | Yes | Yes | No | Yes | Yes | Yes | Yes | No | Yes | Yes | Yes | No | RRRWGM | [10 empty] | 7958 | 149.19 | 53.34 | 13.2 | 0.898 | 4000 | 83 | 8 | 83 | 98 | -11 | 4 |  |  |  |  | No | No | No | No | No | [9 empty] | AC |  | 120 | 277 |  |  | 7958 | 53.34
Solid State Lighting | 5 | PAKOHAZU | Saylite/Texas Fluorescents Reinvented | Saylite | UCLL22LJ32W3600LDMV30K | Indoor Luminaires | Troffer | 2x2 Luminaires for Ambient Lighting of Interior Commercial Spaces |  |  |  | Standard | [16 empty] | 2018-07-18 | Not Yet Verified | Continuous Dimming to 10% or below | [23 empty] | ZZZBZX | [10 empty] | 3436.48 | 107.39 | 32 | 14 | 0.89 | 3000 | 82 | [6 empty] | TRUE | [6 empty] | No | [9 empty] | AC | Updated on 10/31/2019
Solid State Lighting | 5 | PAN27S7M | Saylite/Texas Fluorescents Reinvented | Saylite | HIL48LA215W30000LDMVxxx35Koooo | Indoor Luminaires | High-Bay | High-Bay Luminaires for Commercial and Industrial Buildings |  |  |  | Standard | [16 empty] | 2017-05-15 | Yes | Continuous Dimming to 10% or below | [23 empty] | KKKZVA | [10 empty] | 30464 | 141.69 | 215 | 6.5 | 0.98 | 3500 | 82 | [13 empty] | No | [9 empty] | AC | Product delisted 1/31/2018 relisted on 05/22/2018, Updated on 10/31/2019
Solid State Lighting | 5 | PANS6C86 | Saylite/Texas Fluorescents Reinvented | Saylite | HIL48LA220W32500LDMVxxx50Koooo | Indoor Luminaires | High-Bay | High-Bay Luminaires for Commercial and Industrial Buildings |  |  |  | Standard | [16 empty] | 2017-05-15 | Yes | Continuous Dimming to 10% or below | [23 empty] | KKKZVA | [10 empty] | 33004 | 149.2 | 221.2 | 6.5 | 0.98 | 5000 | 82 | [13 empty] | No | [9 empty] | AC | Product delisted 1/31/2018 relisted on 05/22/2018, Updated on 10/31/2019
Solid State Lighting | 5.1 | PAOADFLX | Saylite/Texas Fluorescents Reinvented | Saylite | 200A296LY90WDMV50Koooo | Indoor Luminaires | Linear Ambient | Direct Linear Ambient Luminaires |  |  |  | Standard | [16 empty] | 2021-11-02 | No | Continuous Dimming to 10% or below | No Control Capability | No Sensor | 0-10V Analog | No Wireless Protocol | No | No | No | No | No | No |  | No | No | No | Yes | No | No | No | No | No | No | No | No | VVVZVR | [10 empty] | 14325 | 159.17 | 90 | 13.2 | 0.898 | 5000 | 84 | 13 | 82 | 96 | -12 | 8 | 8.0 ft |  |  |  | No | No | No | No | No | [9 empty] | AC |  | 120 | 277 |  |  | 14325 | 45
Solid State Lighting | 5 | PAPKPY1N | Saylite/Texas Fluorescents Reinvented | Saylite | DFUCLL24LF57W7800LDMV30K | Indoor Retrofit Kit | Troffer | Integrated Retrofit Kits for 2x4 Luminaires | General Purpose |  |  | Premium | [16 empty] | 2017-03-24 | Yes | Continuous Dimming to 10% or below | [23 empty] | VAVWHZ | [10 empty] | 7450 | 130 | 57 | 4.8 | 1 | 3000 | 84 | [6 empty] | TRUE | [6 empty] | No | [9 empty] | AC | Updated on 10/31/2019
Solid State Lighting | 5 | PAPQ6C7G | Saylite/Texas Fluorescents Reinvented | Saylite | 131A22LF24W2600LDMV50K | Indoor Luminaires | Troffer | 2x2 Luminaires for Ambient Lighting of Interior Commercial Spaces |  |  |  | Standard | [16 empty] | 2017-02-03 | No | Continuous Dimming to 10% or below | [23 empty] | YYYBLD | [10 empty] | 2715 | 113 | 24 | 8.5 | 0.989 | 5000 | 84 | [13 empty] | No | [9 empty] | AC | Updated on 10/31/2019
Solid State Lighting | 5 | PAQ11N5J | Saylite/Texas Fluorescents Reinvented | Saylite | CBF24LF40W5200LDMV35K | Indoor Luminaires | Troffer | 2x4 Luminaires for Ambient Lighting of Interior Commercial Spaces |  |  |  | Standard | [16 empty] | 2017-02-03 | Yes | Continuous Dimming to 10% or below | [23 empty] | YYYBKX | [10 empty] | 4994 | 124.85 | 40 | 8.5 | 0.99 | 3500 | 84 | [13 empty] | No | [9 empty] | AC | Updated on 10/31/2019
Solid State Lighting | 5 | PARGZY17 | Saylite/Texas Fluorescents Reinvented | Saylite | RKCB24L36W4900LDMV50K | Indoor Retrofit Kit | Troffer | Integrated Retrofit Kits for 2x4 Luminaires | General Purpose |  |  | Premium | [16 empty] | 2016-08-09 | No | Continuous Dimming to 10% or below | [23 empty] | JJJLTB | [10 empty] | 4929.3 | 136.17 | 36.2 | 20 | 0.9 | 5000 | 84.9 | [13 empty] | No | [9 empty] | AC | Updated on 10/31/2019
Solid State Lighting | 5 | PASHFQEY | Saylite/Texas Fluorescents Reinvented | Saylite | 555A48LF48W6000DMV30K | Indoor Luminaires | Linear Ambient | Direct Linear Ambient Luminaires |  |  |  | Standard | [16 empty] | 2017-02-03 | Yes | Continuous Dimming to 10% or below | [23 empty] | YYYBKU | [10 empty] | 5708 | 118.92 | 48 | 7.6 | 0.99 | 3061 | 82 |  |  |  |  | 4 | 4.0 ft | TRUE | [6 empty] | No | [9 empty] | AC | Only qualified in ceiling-mounted configuration, Updated on 10/31/2019
Solid State Lighting | 5 | PAT2XGUP | Saylite/Texas Fluorescents Reinvented | Saylite | 131A24LF48W4800LDMV30K | Indoor Luminaires | Troffer | 2x4 Luminaires for Ambient Lighting of Interior Commercial Spaces |  |  |  | Standard | [16 empty] | 2015-06-02 | No | Continuous Dimming to 10% or below | [23 empty] | KKKWMB | [10 empty] | 5634 | 118.6 | 47.5 | 4.95 | 0.997 | 3000 | 83 | [6 empty] | TRUE | [6 empty] | No | [9 empty] | AC | Updated 9/9/2016, Updated on 10/31/2019
Solid State Lighting | 5 | PAT65YA9 | Saylite/Texas Fluorescents Reinvented | Saylite | CBF14LF22W3100DMV30K [Qualified at 120V] | Indoor Luminaires | Troffer | 1x4 Luminaires for Ambient Lighting of Interior Commercial Spaces |  |  | TRUE | Standard |  |  | 2940.5 | 128.4 | 22.9 | 8.2 | 0.991 | 3089 | 83 | [5 empty] | 5 | 50000 | 2017-02-03 | Yes | Continuous Dimming to 10% or below | [23 empty] | YYYBKV | [10 empty] | 2940.5 | 128.41 | 22.9 | 8.2 | 0.99 | 3000 | 83 | [6 empty] | TRUE | [6 empty] | No | [9 empty] | AC | Updated on 10/31/2019
Solid State Lighting | 5 | PAT8K3KX | Saylite/Texas Fluorescents Reinvented | Saylite | HIL48LA175W25000LDMVxxx50Koooo | Indoor Luminaires | High-Bay | High-Bay Luminaires for Commercial and Industrial Buildings |  |  |  | Standard | [16 empty] | 2017-05-15 | Yes | Continuous Dimming to 10% or below | [23 empty] | KKKZVA | [10 empty] | 25059 | 141.58 | 177 | 6.5 | 0.98 | 5000 | 82 | [13 empty] | No | [9 empty] | AC | Product delisted 1/31/2018 relisted on 05/22/2018, Updated on 10/31/2019
Solid State Lighting | 5 | PAT8UYQ7 | Saylite/Texas Fluorescents Reinvented | Saylite | 131A14LJ48W5800LDMV35K | Indoor Luminaires | Troffer | 1x4 Luminaires for Ambient Lighting of Interior Commercial Spaces |  |  |  | Standard | [16 empty] | 2018-05-25 | Yes | Continuous Dimming to 10% or below | [23 empty] | LLLBNI | [10 empty] | 5711 | 119.228 | 47.9 | 4.9 | 0.97 | 3500 | 83 | [13 empty] | No | [9 empty] | AC | Updated on 10/31/2019
Solid State Lighting | 5 | PATSKDG1 | Saylite/Texas Fluorescents Reinvented | Saylite | CBF14LF30W4000DMV40K [Qualified at 120V] | Indoor Luminaires | Troffer | 1x4 Luminaires for Ambient Lighting of Interior Commercial Spaces |  |  |  | Standard | [16 empty] | 2017-02-03 | Yes | Continuous Dimming to 10% or below | [23 empty] | YYYBKV | [10 empty] | 4015 | 133.83 | 30 | 8.2 | 0.99 | 4000 | 83 | [13 empty] | No | [9 empty] | AC | Updated on 10/31/2019
Solid State Lighting | 5 | PAU6GRCM | Saylite/Texas Fluorescents Reinvented | Saylite | CBF22LF24W3000LDMV35K | Indoor Luminaires | Troffer | 2x2 Luminaires for Ambient Lighting of Interior Commercial Spaces |  |  |  | Standard | [16 empty] | 2017-02-03 | Yes | Continuous Dimming to 10% or below | [23 empty] | YYYBKW | [10 empty] | 2873 | 119.71 | 24 | 11.1 | 0.91 | 3500 | 84 | [13 empty] | No | [9 empty] | AC | Updated on 10/31/2019
Solid State Lighting | 5 | PAV3JX7P | Saylite/Texas Fluorescents Reinvented | Saylite | CPY10L27W3800LDMV50K[BLANK,BK,WH,GY][Blank,EM][Blank,SV] | Outdoor Luminaires | Low Output | Parking Garage Luminaires |  |  |  | Premium | [16 empty] | 2019-01-15 | Yes | Continuous Dimming to 10% or below | [23 empty] | VVVXRM | [10 empty] | 3800 | 141 | 27 | 15 | 0.9 | 5000 | 70 | [13 empty] | No | [9 empty] | AC | Updated on 10/31/2019 | 120 | 277
Solid State Lighting | 5 | PAVSD4ED | Saylite/Texas Fluorescents Reinvented | Saylite | LEDT8U15W1800LRK35K | Linear Replacement Lamp | U-Bend Replacement Lamps | Dual Mode Internal Driver (UL Type A and Type B) |  |  |  | Standard | [16 empty] | 2017-03-23 | No | Not Dimmable | [23 empty] | JJJMSN | [10 empty] | 1950 | 130 | 15 | 20 | 0.9 | 3500 | 83 |  |  |  |  | 1.96 | [8 empty] | No | [9 empty] | AC | Updated on 10/31/2019
Solid State Lighting | 5.1 | PAVXVPZO | Saylite/Texas Fluorescents Reinvented | Saylite | 4RB(421 or 501)LY25WD(D,G,DALI,DEXAL,SR)MV30Koooo | Indoor Retrofit Kit | Linear Ambient | Retrofit Kits for Direct Linear Ambient Luminaires | Luminaire Specific |  |  | Standard | [16 empty] | 2021-09-30 | Yes | Continuous Dimming to 10% or below | LLLC,Energy Monitoring,High End Trim | Multifunction Sensor, Sensor Receptacle, Daylight Sensing, Occupancy Sensing | 0-10V Analog, DALI, DMX, Phase Cut | Zigbee,Bluetooth,WiFi | No | No | Yes | Yes | Yes | Yes | Autani Energy Center, Avi-on, Douglas Dialog, Enlighted IOT System, Lutron- Vive, McWoing TruBlu, Nedap Luxon, Signify Easysense | Yes | Yes | No | Yes | Yes | Yes | Yes | No | Yes | Yes | Yes | No | RRRWGM | [10 empty] | 3965 | 158.59 | 25 | 13.2 | 0.898 | 3000 | 84 | 9 | 83 | 98 | -11 | 4 |  |  |  |  | No | No | No | No | No | [9 empty] | AC |  | 120 | 277 |  |  | 3965 | 25
Solid State Lighting | 5.1 | PAXFHP6H | Saylite/Texas Fluorescents Reinvented | Saylite | S96LFRY60WD(D,G,DALI,DEXAL,SR)MV35Koooo | Indoor Luminaires | Linear Ambient | Direct Linear Ambient Luminaires |  |  |  | Standard | [16 empty] | 2021-09-30 | Yes | Continuous Dimming to 10% or below | LLLC,Energy Monitoring,High End Trim | Multifunction Sensor, Sensor Receptacle, Daylight Sensing, Occupancy Sensing | 0-10V Analog, DALI, DMX, Phase Cut | Zigbee,Bluetooth,WiFi | No | No | Yes | Yes | Yes | Yes | Autani Energy Center, Avi-on, Douglas Dialog, Enlighted IOT System, Lutron- Vive, McWoing TruBlu, Nedap Luxon, Signify Easysense | Yes | Yes | No | Yes | Yes | Yes | Yes | No | Yes | Yes | Yes | No | RRRWGM | [10 empty] | 9348 | 152.54 | 61.28 | 13.2 | 0.898 | 3500 | 84 | 9 | 83 | 98 | -11 | 8 |  |  |  |  | No | No | No | No | No | [9 empty] | AC |  | 120 | 277 |  |  | 9348 | 61.28
Solid State Lighting | 5 | PAXSHMCG | Saylite/Texas Fluorescents Reinvented | Saylite | HIL48LA175W25000LDMVxxx35Koooo | Indoor Luminaires | High-Bay | High-Bay Luminaires for Commercial and Industrial Buildings |  |  |  | Standard | [16 empty] | 2017-05-15 | Yes | Continuous Dimming to 10% or below | [23 empty] | KKKZVA | [10 empty] | 24324 | 137.42 | 177 | 6.5 | 0.98 | 3500 | 82 | [13 empty] | No | [9 empty] | AC | Product delisted 1/31/2018 relisted on 05/22/2018, Updated on 10/31/2019
Solid State Lighting | 5.1 | PAXXHMUE | Saylite/Texas Fluorescents Reinvented | Saylite | 8RB(421 or 501)LY50WD(D,G,DALI,DEXAL,SR)MV40Koooo | Indoor Retrofit Kit | Linear Ambient | Retrofit Kits for Direct Linear Ambient Luminaires | Luminaire Specific |  |  | Standard | [16 empty] | 2021-09-30 | Yes | Continuous Dimming to 10% or below | LLLC,Energy Monitoring,High End Trim | Multifunction Sensor, Sensor Receptacle, Daylight Sensing, Occupancy Sensing | 0-10V Analog, DALI, DMX, Phase Cut | Zigbee,Bluetooth,WiFi | No | No | Yes | Yes | Yes | Yes | Autani Energy Center, Avi-on, Douglas Dialog, Enlighted IOT System, Lutron- Vive, McWoing TruBlu, Nedap Luxon, Signify Easysense | Yes | Yes | No | Yes | Yes | Yes | Yes | No | Yes | Yes | Yes | No | RRRWGM | [10 empty] | 8487 | 169.75 | 50 | 13.2 | 0.898 | 4000 | 84 | 9 | 83 | 98 | -11 | 8 |  |  |  |  | No | No | No | No | No | [9 empty] | AC |  | 120 | 277 |  |  | 8487 | 50
Solid State Lighting | 5.1 | PAZSN2L0 | Saylite/Texas Fluorescents Reinvented | Saylite | RKCIT96LY50WDMV40K | Indoor Retrofit Kit | Linear Ambient | Retrofit Kits for Direct Linear Ambient Luminaires | Luminaire Specific |  |  | Standard | [16 empty] | 2021-04-28 | Yes | Continuous Dimming to 10% or below | Energy Monitoring, High-end Trim, Autani Energy Center, Avi-on, Douglas Dialog, Enlighted IOT System, Lutron- Vive, McWoing TruBlu, Nedap Luxon, Signify Easysense | Daylight Sensor, Occupancy Sensor, Multifunction Sensor, Integral Sensor Receptacle | 0-10V Analog,DALI,DMX | Zigbee, Bluetooth, Wifi | No | No | Yes | Yes | Yes | Yes | Autani Energy Center, Avi-on, Douglas Dialog, Enlighted IOT System, Lutron- Vive, McWoing TruBlu, Nedap Luxon, Signify Easysense | Yes | Yes | No | Yes | Yes | Yes | No | No | Yes | Yes | Yes |  | BBBFSF | [10 empty] | 7535.3 | 150.706 | 50 | 9.5 | 0.902 | 4000 | 84 | 10 | 84 | 98 | -11 | 8 | 8.0 ft |  |  |  | No | No | No | No | No | [9 empty] | AC |  | 120 | 277 |  |  | 7535.3 | 50
Solid State Lighting | 5.1 | PB1TSC80 | Saylite/Texas Fluorescents Reinvented | Saylite | C48LY40WD(D,G,DALI,DEXAL,SR)MV40Koooo | Indoor Luminaires | Linear Ambient | Direct Linear Ambient Luminaires |  |  |  | Standard | [16 empty] | 2021-09-30 | Yes | Continuous Dimming to 10% or below | LLLC,Energy Monitoring,High End Trim | Multifunction Sensor, Sensor Receptacle, Daylight Sensing, Occupancy Sensing | 0-10V Analog, DALI, DMX, Phase Cut | Zigbee,Bluetooth,WiFi | No | No | Yes | Yes | Yes | Yes | Autani Energy Center, Avi-on, Douglas Dialog, Enlighted IOT System, Lutron- Vive, McWoing TruBlu, Nedap Luxon, Signify Easysense | Yes | Yes | No | Yes | Yes | Yes | Yes | No | Yes | Yes | Yes | No | RRRWGM | [10 empty] | 6652 | 166.3 | 40 | 10 | 0.994 | 4000 | 83 | 8 | 83 | 98 | -11 | 4 |  |  |  |  | No | No | No | No | No | [9 empty] | AC |  | 120 | 277 |  |  | 6652 | 40
Solid State Lighting | 5 | PB2CFQKP | Saylite/Texas Fluorescents Reinvented | Saylite | C48LFRF30W4000LDMV40K | Indoor Luminaires | Linear Ambient | Direct Linear Ambient Luminaires |  |  |  | Standard | [16 empty] | 2017-02-03 | Yes | Continuous Dimming to 10% or below | [23 empty] | YYYBLC | [10 empty] | 3967 | 132.23 | 30 | 7.9 | 0.92 | 4000 | 84 |  |  |  |  | 4 | 4.0 ft | [7 empty] | No | [9 empty] | AC | Updated on 10/31/2019
Solid State Lighting | 5.1 | PB2W6ITL | Saylite/Texas Fluorescents Reinvented | Saylite | S96LFRY80WD(D,G,DALI,DEXAL,SR)MV40Koooo | Indoor Luminaires | Linear Ambient | Direct Linear Ambient Luminaires |  |  |  | Standard | [16 empty] | 2021-09-30 | Yes | Continuous Dimming to 10% or below | LLLC,Energy Monitoring,High End Trim | Multifunction Sensor, Sensor Receptacle, Daylight Sensing, Occupancy Sensing | 0-10V Analog, DALI, DMX, Phase Cut | Zigbee,Bluetooth,WiFi | No | No | Yes | Yes | Yes | Yes | Autani Energy Center, Avi-on, Douglas Dialog, Enlighted IOT System, Lutron- Vive, McWoing TruBlu, Nedap Luxon, Signify Easysense | Yes | Yes | No | Yes | Yes | Yes | Yes | No | Yes | Yes | Yes | No | RRRWGM | [10 empty] | 12219 | 152.7 | 80 | 13.2 | 0.898 | 4000 | 84 | 9 | 83 | 98 | -11 | 8 |  |  |  |  | No | No | No | No | No | [9 empty] | AC |  | 120 | 277 |  |  | 12219 | 40
Solid State Lighting | 5 | PB3J1WV3 | Saylite/Texas Fluorescents Reinvented | Saylite | CBF22LF40W4700LDMV40K | Indoor Luminaires | Troffer | 2x2 Luminaires for Ambient Lighting of Interior Commercial Spaces |  |  |  | Standard | [16 empty] | 2017-02-03 | Yes | Continuous Dimming to 10% or below | [23 empty] | YYYBKZ | [10 empty] | 4670 | 116.75 | 40 | 7.9 | 0.99 | 4000 | 83 | [13 empty] | No | [9 empty] | AC | Updated on 10/31/2019
Solid State Lighting | 5 | PB4KWDZY | Saylite/Texas Fluorescents Reinvented | Saylite | RSR48LT41W4300LDMVxxx40K | Indoor Retrofit Kit | Linear Ambient | Retrofit Kits for Direct Linear Ambient Luminaires | General Purpose |  |  | Standard | [16 empty] | 2017-06-12 | Yes | Continuous Dimming to 10% or below | [23 empty] | EAEEZR | [10 empty] | 5103 | 124.16 | 41.1 | 12 | 0.93 | 4000 | 84 | [13 empty] | No | [9 empty] | AC | Updated on 10/31/2019
Solid State Lighting | 5 | PB6CMGUA | Saylite/Texas Fluorescents Reinvented | Saylite | CITE48LFRF35W4200LLBDMV30Kxx | Indoor Luminaires | Linear Ambient | Direct Linear Ambient Luminaires |  |  |  | Standard | [16 empty] | 2017-02-03 | Yes | Continuous Dimming to 10% or below | [23 empty] | YYYBKT | [10 empty] | 3972 | 113 | 35.1 | 6.8 | 0.994 | 3000 | 84 |  |  |  |  | 4 | 4.0 ft | TRUE | [6 empty] | No | [9 empty] | AC | Updated on 10/31/2019
Solid State Lighting | 5 | PB6EM9WK | Saylite/Texas Fluorescents Reinvented | Saylite | UCLL22LF30W3600LDMV35K(WP,EM) | Indoor Luminaires | Troffer | 2x2 Luminaires for Ambient Lighting of Interior Commercial Spaces |  |  |  | Standard | [16 empty] | 2018-05-09 | Yes | Continuous Dimming to 10% or below | [23 empty] | KKKYHA | [10 empty] | 3481 | 110 | 31.5 | 6.8 | 0.984 | 3500 | 84 | [13 empty] | No | [9 empty] | AC | Updated on 10/31/2019
Solid State Lighting | 5.1 | PB6HXBVS | Saylite/Texas Fluorescents Reinvented | Saylite | S48LFRY15WD(D,G,DALI,DEXAL,SR)MV30Koooo | Indoor Luminaires | Linear Ambient | Direct Linear Ambient Luminaires |  |  | TRUE | Standard |  | 120 | 2175 | 148.4 | 14.65 | 13.2 | 0.898 | 3044 | 84 | 10 | 85 | 98 | -10 | 0.0007 | 5 | 50000 | 2021-09-30 | Yes | Continuous Dimming to 10% or below | LLLC,Energy Monitoring,High End Trim | Multifunction Sensor, Sensor Receptacle, Daylight Sensing, Occupancy Sensing | 0-10V Analog, DALI, DMX, Phase Cut | Zigbee,Bluetooth,WiFi | No | No | Yes | Yes | Yes | Yes | Autani Energy Center, Avi-on, Douglas Dialog, Enlighted IOT System, Lutron- Vive, McWoing TruBlu, Nedap Luxon, Signify Easysense | Yes | Yes | No | Yes | Yes | Yes | Yes | No | Yes | Yes | Yes | No | RRRWGM | [10 empty] | 2175 | 147.84 | 14.71 | 13.2 | 0.898 | 3000 | 84 | 9 | 83 | 98 | -11 | 4 |  |  |  |  | No | No | No | No | No | [9 empty] | AC |  | 120 | 277 |  |  | 2175 | 14.71
Solid State Lighting | 5 | PB6Y5O2O | Saylite/Texas Fluorescents Reinvented | Saylite | ZZ-SER FR 48L T42W5000L DMV 35K WH-YY | Indoor Luminaires | Linear Ambient | Direct Linear Ambient Luminaires |  |  |  | Standard | [16 empty] | 2019-06-25 | Yes | Continuous Dimming to 10% or below | [23 empty] | HHHDIW | [10 empty] | 4976.95 | 122.37 | 40.67 | 8.05 | 0.995 | 3560 | 82.7 |  |  |  |  | 4 | 4.0 ft | [7 empty] | No | [9 empty] | AC | Updated on 10/31/2019 | 108 | 305 |  |  | 4976.95 | 40.67
Solid State Lighting | 5 | PB79MKLK | Saylite/Texas Fluorescents Reinvented | Saylite | 14CJ28W3500LW10DMV40K | Indoor Retrofit Kit | Troffer | Linear Retrofit Kits for 1x4 Luminaires | General Purpose |  |  | Standard | [16 empty] | 2018-05-25 | Yes | Continuous Dimming to 10% or below | [23 empty] | LLLBNI | [10 empty] | 3496 | 126.209 | 27.7 | 4.9 | 0.97 | 4000 | 83 | [13 empty] | No | [9 empty] | AC | Updated on 10/31/2019
Solid State Lighting | 5.1 | PB7C8ROR | Saylite/Texas Fluorescents Reinvented | Saylite | 209A48LY40WDMV50Koooo | Indoor Luminaires | Linear Ambient | Direct Linear Ambient Luminaires |  |  |  | Standard | [16 empty] | 2021-11-02 | No | Continuous Dimming to 10% or below | No Control Capability | No Sensor | 0-10V Analog | No Wireless Protocol | No | No | No | No | No | No |  | No | No | No | Yes | No | No | No | No | No | No | No | No | VVVZVR | [10 empty] | 6412 | 160.31 | 40 | 13.2 | 0.898 | 5000 | 84 | 13 | 82 | 96 | -12 | 4 | 4.0 ft |  |  |  | No | No | No | No | No | [9 empty] | AC |  | 120 | 277 |  |  | 6412 | 40
Solid State Lighting | 5 | PB82W721 | Saylite/Texas Fluorescents Reinvented | Saylite | CBF24LF57W7200LDMV35K | Indoor Luminaires | Troffer | 2x4 Luminaires for Ambient Lighting of Interior Commercial Spaces |  |  |  | Standard | [16 empty] | 2017-02-03 | Yes | Continuous Dimming to 10% or below | [23 empty] | YYYBKX | [10 empty] | 6866 | 116.35 | 59.01 | 6.7 | 0.99 | 3500 | 84 | [13 empty] | No | [9 empty] | AC | Updated on 10/31/2019
Solid State Lighting | 5 | PB97E1S1 | Saylite/Texas Fluorescents Reinvented | Saylite | LEDT8U15W1800LRK40K | Linear Replacement Lamp | U-Bend Replacement Lamps | Dual Mode Internal Driver (UL Type A and Type B) |  |  |  | Standard | [16 empty] | 2017-03-23 | No | Not Dimmable | [23 empty] | JJJMSN | [10 empty] | 1950 | 130 | 15 | 20 | 0.9 | 4000 | 83 |  |  |  |  | 1.96 | [8 empty] | No | [9 empty] | AC | Updated on 10/31/2019
Solid State Lighting | 5 | PB9M4RNB | Saylite/Texas Fluorescents Reinvented | Saylite | TXFLFL10L52W5550LMV50KBZ | Outdoor Luminaires | Mid Output | Architectural Flood and Spot Luminaires |  |  | TRUE | Standard |  |  | 5468.82 | 104 | 52.78 | 17 | 0.95 | 5164 | 74 | [5 empty] | 5 | 50000 | 2015-11-03 | Not Yet Verified | Not Dimmable | [23 empty] | PPPPZX | 7 | 7 | [8 empty] | 5468.82 | 104 | 52.78 | 17 | 0.95 | 5164 | 74 | [13 empty] | No | [9 empty] | AC | Updated on 10/31/2019
Solid State Lighting | 5.1 | PBAG9YXA | Saylite/Texas Fluorescents Reinvented | Saylite | RKCIT48LY30WDMV35K | Indoor Retrofit Kit | Linear Ambient | Retrofit Kits for Direct Linear Ambient Luminaires | Luminaire Specific |  |  | Standard | [16 empty] | 2021-04-28 | Yes | Continuous Dimming to 10% or below | Energy Monitoring, High-end Trim, Autani Energy Center, Avi-on, Douglas Dialog, Enlighted IOT System, Lutron- Vive, McWoing TruBlu, Nedap Luxon, Signify Easysense | Daylight Sensor, Occupancy Sensor, Multifunction Sensor, Integral Sensor Receptacle | 0-10V Analog,DALI,DMX | Zigbee, Bluetooth, Wifi | No | No | Yes | Yes | Yes | Yes | Autani Energy Center, Avi-on, Douglas Dialog, Enlighted IOT System, Lutron- Vive, McWoing TruBlu, Nedap Luxon, Signify Easysense | Yes | Yes | No | Yes | Yes | Yes | No | No | Yes | Yes | Yes |  | BBBFSF | [10 empty] | 4488.1 | 149.603 | 30 | 9.5 | 0.902 | 3500 | 84 | 10 | 84 | 98 | -11 | 4 | 4.0 ft |  |  |  | No | No | No | No | No | [9 empty] | AC |  | 120 | 277 |  |  | 4488.1 | 30
Solid State Lighting | 5.1 | PBBWTURX | Saylite/Texas Fluorescents Reinvented | Saylite | CITE48LRFY25WDMV50K | Indoor Luminaires | Linear Ambient | Direct Linear Ambient Luminaires |  |  |  | Standard | [16 empty] | 2021-04-28 | Yes | Continuous Dimming to 10% or below | Energy Monitoring, High-end Trim, Autani Energy Center, Avi-on, Douglas Dialog, Enlighted IOT System, Lutron- Vive, McWoing TruBlu, Nedap Luxon, Signify Easysense | Daylight Sensor, Occupancy Sensor, Multifunction Sensor, Integral Sensor Receptacle | 0-10V Analog,DALI,DMX | Zigbee, Bluetooth, Wifi | No | No | Yes | Yes | Yes | Yes | Autani Energy Center, Avi-on, Douglas Dialog, Enlighted IOT System, Lutron- Vive, McWoing TruBlu, Nedap Luxon, Signify Easysense | Yes | Yes | No | Yes | Yes | Yes | No | No | Yes | Yes | Yes |  | BBBFSF | [10 empty] | 3767.6 | 150.704 | 25 | 9.5 | 0.902 | 5000 | 82 | 11 | 82 | 97 | -12 | 4 | 4.0 ft |  |  |  | No | No | No | No | No | [9 empty] | AC |  | 120 | 277 |  |  | 3767.6 | 25
Solid State Lighting | 5.1 | PBC8RDHQ | Saylite/Texas Fluorescents Reinvented | Saylite | (SS,SV,SD,SM)CBF14LY20WDMV30Koooo | Indoor Luminaires | Troffer | 1x4 Luminaires for Ambient Lighting of Interior Commercial Spaces |  |  |  | Standard | [16 empty] | 2021-07-29 | Yes | Continuous Dimming to 10% or below | Autani Energy Center, Avi-on, Douglas Dialog, Enlighted IOT System, Lutron- Vive, McWoing TruBlu, Nedap Luxon, Signify Easysense | Multifunction Sensor,Sensor Receptacle,Daylight Sensor,Occupancy Sensing | 0-10V Analog | Zigbee,Bluetooth,WiFi | No | No | Yes | Yes | Yes | Yes | Autani Energy Center, Avi-on, Douglas Dialog, Enlighted IOT System, Lutron- Vive, McWoing TruBlu, Nedap Luxon, Signify Easysense | No | No | No | Yes | No | No | No |  | Yes | Yes | Yes | No | JJJOWB | [10 empty] | 2556 | 127.8 | 20 | 9.7 | 0.913 | 3000 | 84 | 9 | 83 | 98 | -11 | [5 empty] | No | No | No | No | No | [9 empty] | AC |  | 120 | 277 |  |  | 2556 | 20
Solid State Lighting | 5 | PBD5YZ46 | Saylite/Texas Fluorescents Reinvented | Saylite | CBF24LF35W4500LDMV30K | Indoor Luminaires | Troffer | 2x4 Luminaires for Ambient Lighting of Interior Commercial Spaces |  |  |  | Standard | [16 empty] | 2017-02-03 | Yes | Continuous Dimming to 10% or below | [23 empty] | YYYBKX | [10 empty] | 4240 | 121.14 | 35 | 8.5 | 0.99 | 3000 | 84 | [6 empty] | TRUE | [6 empty] | No | [9 empty] | AC | Updated on 10/31/2019
Solid State Lighting | 5.1 | PBE1OYMD | Saylite/Texas Fluorescents Reinvented | Saylite | RKCIT48LY20WDMV30K | Indoor Retrofit Kit | Linear Ambient | Retrofit Kits for Direct Linear Ambient Luminaires | Luminaire Specific |  |  | Standard | [16 empty] | 2021-04-28 | Yes | Continuous Dimming to 10% or below | Energy Monitoring, High-end Trim, Autani Energy Center, Avi-on, Douglas Dialog, Enlighted IOT System, Lutron- Vive, McWoing TruBlu, Nedap Luxon, Signify Easysense | Daylight Sensor, Occupancy Sensor, Multifunction Sensor, Integral Sensor Receptacle | 0-10V Analog,DALI,DMX | Zigbee, Bluetooth, Wifi | No | No | Yes | Yes | Yes | Yes | Autani Energy Center, Avi-on, Douglas Dialog, Enlighted IOT System, Lutron- Vive, McWoing TruBlu, Nedap Luxon, Signify Easysense | Yes | Yes | No | Yes | Yes | Yes | No | No | Yes | Yes | Yes |  | BBBFSF | [10 empty] | 2820 | 141 | 20 | 9.5 | 0.902 | 3000 | 84 | 10 | 84 | 98 | -11 | 4 | 4.0 ft |  |  |  | No | No | No | No | No | [9 empty] | AC |  | 120 | 277 |  |  | 2820 | 20
Solid State Lighting | 5.1 | PBE2EGV3 | Saylite/Texas Fluorescents Reinvented | Saylite | RKCIT48LY52WDMV35K | Indoor Retrofit Kit | Linear Ambient | Retrofit Kits for Direct Linear Ambient Luminaires | Luminaire Specific |  |  | Standard | [16 empty] | 2021-04-28 | Yes | Continuous Dimming to 10% or below | Energy Monitoring, High-end Trim, Autani Energy Center, Avi-on, Douglas Dialog, Enlighted IOT System, Lutron- Vive, McWoing TruBlu, Nedap Luxon, Signify Easysense | Daylight Sensor, Occupancy Sensor, Multifunction Sensor, Integral Sensor Receptacle | 0-10V Analog,DALI,DMX | Zigbee, Bluetooth, Wifi | No | No | Yes | Yes | Yes | Yes | Autani Energy Center, Avi-on, Douglas Dialog, Enlighted IOT System, Lutron- Vive, McWoing TruBlu, Nedap Luxon, Signify Easysense | Yes | Yes | No | Yes | Yes | Yes | No | No | Yes | Yes | Yes |  | BBBFSF | [10 empty] | 7419.5 | 142.683 | 52 | 9.5 | 0.902 | 3500 | 84 | 10 | 84 | 98 | -11 | 4 | 4.0 ft |  |  |  | No | No | No | No | No | [9 empty] | AC |  | 120 | 277 |  |  | 7419.5 | 52
Solid State Lighting | 5 | PBE2NW4K | Saylite/Texas Fluorescents Reinvented | Saylite | 22CF20W2300LW10DMV50K | Indoor Retrofit Kit | Troffer | Linear Retrofit Kits for 2x2 Luminaires | General Purpose |  |  | Standard | [16 empty] | 2017-02-03 | No | Continuous Dimming to 10% or below | [23 empty] | YYYBLD | [10 empty] | 2384 | 115 | 20.6 | 8.5 | 0.989 | 5000 | 84 | [13 empty] | No | [9 empty] | AC | Updated on 10/31/2019
Solid State Lighting | 5.1 | PBEEXJ6W | Saylite/Texas Fluorescents Reinvented | Saylite | C96LY90WD(D,G,DALI,DEXAL,SR)MV40Koooo | Indoor Luminaires | Linear Ambient | Direct Linear Ambient Luminaires |  |  |  | Standard | [16 empty] | 2021-09-30 | Yes | Continuous Dimming to 10% or below | LLLC,Energy Monitoring,High End Trim | Multifunction Sensor, Sensor Receptacle, Daylight Sensing, Occupancy Sensing | 0-10V Analog, DALI, DMX, Phase Cut | Zigbee,Bluetooth,WiFi | No | No | Yes | Yes | Yes | Yes | Autani Energy Center, Avi-on, Douglas Dialog, Enlighted IOT System, Lutron- Vive, McWoing TruBlu, Nedap Luxon, Signify Easysense | Yes | Yes | No | Yes | Yes | Yes | Yes | No | Yes | Yes | Yes | No | RRRWGM | [10 empty] | 14830 | 164.78 | 90 | 10 | 0.994 | 4000 | 83 | 8 | 83 | 98 | -11 | 8 |  |  |  |  | No | No | No | No | No | [9 empty] | AC |  | 120 | 277 |  |  | 14830 | 90
Solid State Lighting | 5.1 | PBF07IYL | Saylite/Texas Fluorescents Reinvented | Saylite | S96LFRY50WD(D,G,DALI,DEXAL,SR)MV40Koooo | Indoor Luminaires | Linear Ambient | Direct Linear Ambient Luminaires |  |  |  | Standard | [16 empty] | 2021-09-30 | Yes | Continuous Dimming to 10% or below | LLLC,Energy Monitoring,High End Trim | Multifunction Sensor, Sensor Receptacle, Daylight Sensing, Occupancy Sensing | 0-10V Analog, DALI, DMX, Phase Cut | Zigbee,Bluetooth,WiFi | No | No | Yes | Yes | Yes | Yes | Autani Energy Center, Avi-on, Douglas Dialog, Enlighted IOT System, Lutron- Vive, McWoing TruBlu, Nedap Luxon, Signify Easysense | Yes | Yes | No | Yes | Yes | Yes | Yes | No | Yes | Yes | Yes | No | RRRWGM | [10 empty] | 7869 | 157.38 | 50 | 13.2 | 0.898 | 4000 | 84 | 9 | 83 | 98 | -11 | 8 |  |  |  |  | No | No | No | No | No | [9 empty] | AC |  | 120 | 277 |  |  | 7869 | 50
Solid State Lighting | 5 | PBFS6B3C | Saylite/Texas Fluorescents Reinvented | Saylite | CBF22LF35W4200LDMV30K | Indoor Luminaires | Troffer | 2x2 Luminaires for Ambient Lighting of Interior Commercial Spaces |  |  |  | Standard | [16 empty] | 2017-02-03 | Yes | Continuous Dimming to 10% or below | [23 empty] | YYYBKZ | [10 empty] | 3970 | 113.43 | 35 | 7.9 | 0.99 | 3000 | 83 | [6 empty] | TRUE | [6 empty] | No | [9 empty] | AC | Updated on 10/31/2019
Solid State Lighting | 5.1 | PBHDM5Q1 | Saylite/Texas Fluorescents Reinvented | Saylite | RKCIT96LY70WDMV30K | Indoor Retrofit Kit | Linear Ambient | Retrofit Kits for Direct Linear Ambient Luminaires | Luminaire Specific |  |  | Standard | [16 empty] | 2021-04-28 | Yes | Continuous Dimming to 10% or below | Energy Monitoring, High-end Trim, Autani Energy Center, Avi-on, Douglas Dialog, Enlighted IOT System, Lutron- Vive, McWoing TruBlu, Nedap Luxon, Signify Easysense | Daylight Sensor, Occupancy Sensor, Multifunction Sensor, Integral Sensor Receptacle | 0-10V Analog,DALI,DMX | Zigbee, Bluetooth, Wifi | No | No | Yes | Yes | Yes | Yes | Autani Energy Center, Avi-on, Douglas Dialog, Enlighted IOT System, Lutron- Vive, McWoing TruBlu, Nedap Luxon, Signify Easysense | Yes | Yes | No | Yes | Yes | Yes | No | No | Yes | Yes | Yes |  | BBBFSF | [10 empty] | 9670 | 138.143 | 70 | 9.5 | 0.902 | 3000 | 84 | 10 | 84 | 98 | -11 | 8 | 8.0 ft |  |  |  | No | No | No | No | No | [9 empty] | AC |  | 120 | 277 |  |  | 9670 | 70
Solid State Lighting | 5.1 | PBL9MMWW | Saylite/Texas Fluorescents Reinvented | Saylite | 200A248LY20WDMV40Koooo | Indoor Luminaires | Linear Ambient | Direct Linear Ambient Luminaires |  |  |  | Standard | [16 empty] | 2021-11-02 | No | Continuous Dimming to 10% or below | No Control Capability | No Sensor | 0-10V Analog | No Wireless Protocol | No | No | No | No | No | No |  | No | No | No | Yes | No | No | No | No | No | No | No | No | VVVZVR | [10 empty] | 3307 | 165.37 | 20 | 9.2 | 0.916 | 4000 | 84 | 10 | 84 | 97 | -11 | 4 | 4.0 ft |  |  |  | No | No | No | No | No | [9 empty] | AC |  | 120 | 277 |  |  | 3307 | 20
Solid State Lighting | 5.1 | PBLOS0LB | Saylite/Texas Fluorescents Reinvented | Saylite | (SS,SV,SD,SM)CBF24LY20WDMV30Koooo | Indoor Luminaires | Troffer | 2x4 Luminaires for Ambient Lighting of Interior Commercial Spaces |  |  | TRUE | Standard |  | 120 | 2848.6 | 141.7 | 20.1 | 10.3 | 0.953 | 2999 | 83 | 9 | 84 | 97 | -11 | 0.0007 | 5 |  | 2021-07-29 | Yes | Continuous Dimming to 10% or below | Autani Energy Center, Avi-on, Douglas Dialog, Enlighted IOT System, Lutron- Vive, McWoing TruBlu, Nedap Luxon, Signify Easysense | Multifunction Sensor,Sensor Receptacle,Daylight Sensor,Occupancy Sensing | 0-10V Analog | Zigbee,Bluetooth,WiFi | No | No | Yes | Yes | Yes | Yes | Autani Energy Center, Avi-on, Douglas Dialog, Enlighted IOT System, Lutron- Vive, McWoing TruBlu, Nedap Luxon, Signify Easysense | No | No | No | Yes | No | No | No |  | Yes | Yes | Yes | No | JJJOWB | [10 empty] | 2848.6 | 141.44 | 20.14 | 10.3 | 0.953 | 3000 | 83 | 9 | 84 | 97 | -11 | [5 empty] | No | No | No | No | No | [9 empty] | AC |  | 120 | 277 |  |  | 2848.6 | 20.14
Solid State Lighting | 5 | PBM6BFB9 | Saylite/Texas Fluorescents Reinvented | Saylite | SS213A48LE48W6000LDMV35K-xx | Outdoor Luminaires | Mid Output | Stairwell and Passageway Luminaires |  |  |  | Premium | [16 empty] | 2017-02-03 | Yes | Continuous Dimming to 10% or below | [23 empty] | YYYBKU | [10 empty] | 5876 | 122.42 | 48 | 7.6 | 0.99 | 3500 | 82 | [13 empty] | No | [9 empty] | AC | Updated on 10/31/2019
Solid State Lighting | 5 | PBMH2GK9 | Saylite/Texas Fluorescents Reinvented | Saylite | 131A14LJ48W5800LDMV30K | Indoor Luminaires | Troffer | 1x4 Luminaires for Ambient Lighting of Interior Commercial Spaces |  |  |  | Standard | [16 empty] | 2018-05-25 | Yes | Continuous Dimming to 10% or below | [23 empty] | LLLBNI | [10 empty] | 5394 | 112.61 | 47.9 | 4.9 | 0.97 | 3000 | 83 | [6 empty] | TRUE | [6 empty] | No | [9 empty] | AC | Updated on 10/31/2019
Solid State Lighting | 5.1 | PBMVMI9I | Saylite/Texas Fluorescents Reinvented | Saylite | S96LY70WD(D,G,DALI,DEXAL,SR)MV40Koooo | Indoor Luminaires | Linear Ambient | Direct Linear Ambient Luminaires |  |  |  | Standard | [16 empty] | 2021-09-30 | Yes | Continuous Dimming to 10% or below | LLLC,Energy Monitoring,High End Trim | Multifunction Sensor, Sensor Receptacle, Daylight Sensing, Occupancy Sensing | 0-10V Analog, DALI, DMX, Phase Cut | Zigbee,Bluetooth,WiFi | No | No | Yes | Yes | Yes | Yes | Autani Energy Center, Avi-on, Douglas Dialog, Enlighted IOT System, Lutron- Vive, McWoing TruBlu, Nedap Luxon, Signify Easysense | Yes | Yes | No | Yes | Yes | Yes | Yes | No | Yes | Yes | Yes | No | RRRWGM | [10 empty] | 11747 | 167.82 | 70 | 10 | 0.994 | 4000 | 83 | 8 | 83 | 98 | -11 | 8 |  |  |  |  | No | No | No | No | No | [9 empty] | AC |  | 120 | 277 |  |  | 11747 | 70
Solid State Lighting | 5 | PBNI2J04 | Saylite/Texas Fluorescents Reinvented | Saylite | 131A14LJ40W4900LDMV30K | Indoor Luminaires | Troffer | 1x4 Luminaires for Ambient Lighting of Interior Commercial Spaces |  |  |  | Standard | [16 empty] | 2018-05-25 | Yes | Continuous Dimming to 10% or below | [23 empty] | LLLBNI | [10 empty] | 4552 | 114.66 | 39.7 | 4.9 | 0.97 | 3000 | 83 | [6 empty] | TRUE | [6 empty] | No | [9 empty] | AC | Updated on 10/31/2019
Solid State Lighting | 5.1 | PBOY5I2X | Saylite/Texas Fluorescents Reinvented | Saylite | S96LFRY30WD(D,G,DALI,DEXAL,SR)MV30Koooo | Indoor Luminaires | Linear Ambient | Direct Linear Ambient Luminaires |  |  |  | Standard | [16 empty] | 2021-09-30 | Yes | Continuous Dimming to 10% or below | LLLC,Energy Monitoring,High End Trim | Multifunction Sensor, Sensor Receptacle, Daylight Sensing, Occupancy Sensing | 0-10V Analog, DALI, DMX, Phase Cut | Zigbee,Bluetooth,WiFi | No | No | Yes | Yes | Yes | Yes | Autani Energy Center, Avi-on, Douglas Dialog, Enlighted IOT System, Lutron- Vive, McWoing TruBlu, Nedap Luxon, Signify Easysense | Yes | Yes | No | Yes | Yes | Yes | Yes | No | Yes | Yes | Yes | No | RRRWGM | [10 empty] | 4349 | 147.84 | 29.42 | 9.4 | 0.991 | 3000 | 84 | 9 | 83 | 98 | -11 | 8 |  |  |  |  | No | No | No | No | No | [9 empty] | AC |  | 120 | 277 |  |  | 4349 | 29.42
Solid State Lighting | 5 | PBP4G8UD | Saylite/Texas Fluorescents Reinvented | Saylite | ZZ-SER FR 96L T84W11000L DMV 30K WH-YY | Indoor Luminaires | Linear Ambient | Direct Linear Ambient Luminaires |  |  |  | Standard | [16 empty] | 2019-06-25 | Yes | Continuous Dimming to 10% or below | [23 empty] | HHHDIW | [10 empty] | 10679.1 | 123 | 86.85 | 6.17 | 0.997 | 3071 | 82.7 |  |  |  |  | 8 | 8.0 ft | TRUE | [6 empty] | No | [9 empty] | AC | Updated on 10/31/2019 | 108 | 305 |  |  | 10679.1 | 86.85
Solid State Lighting | 5 | PBPBU2Z6 | Saylite/Texas Fluorescents Reinvented | Saylite | SOSNFR96LQ46W6600LDMV40KORY | Indoor Luminaires | Linear Ambient | Direct Linear Ambient Luminaires |  |  |  | Premium | [16 empty] | 2019-09-10 | No | Continuous Dimming to 10% or below | [23 empty] | AABARK | [10 empty] | 7313 | 157.3 | 46.5 | 8 | 0.93 | 4000 | 83 |  |  |  |  | 8 | 8.0 ft | [7 empty] | No | [9 empty] | AC |  | 120 | 277 |  |  |  | 46.5
Solid State Lighting | 5.1 | PBQUBX9O | Saylite/Texas Fluorescents Reinvented | Saylite | C24LY20WD(D,G,DALI,DEXAL,SR)MV30Koooo | Indoor Luminaires | Linear Ambient | Direct Linear Ambient Luminaires |  |  |  | Standard | [16 empty] | 2021-09-30 | Yes | Continuous Dimming to 10% or below | LLLC,Energy Monitoring,High End Trim | Multifunction Sensor, Sensor Receptacle, Daylight Sensing, Occupancy Sensing | 0-10V Analog, DALI, DMX, Phase Cut | Zigbee,Bluetooth,WiFi | No | No | Yes | Yes | Yes | Yes | Autani Energy Center, Avi-on, Douglas Dialog, Enlighted IOT System, Lutron- Vive, McWoing TruBlu, Nedap Luxon, Signify Easysense | Yes | Yes | No | Yes | Yes | Yes | Yes | No | Yes | Yes | Yes | No | RRRWGM | [10 empty] | 3032 | 151.62 | 20 | 13.3 | 0.905 | 3000 | 84 | 9 | 84 | 98 | -11 | 2 |  |  |  |  | No | No | No | No | No | [9 empty] | AC |  | 120 | 277 |  |  | 3032 | 20
Solid State Lighting | 5.1 | PBQWSDEB | Saylite/Texas Fluorescents Reinvented | Saylite | S96LY30WD(D,G,DALI,DEXAL,SR)MV50Koooo | Indoor Luminaires | Linear Ambient | Direct Linear Ambient Luminaires |  |  |  | Standard | [16 empty] | 2021-09-30 | Yes | Continuous Dimming to 10% or below | LLLC,Energy Monitoring,High End Trim | Multifunction Sensor, Sensor Receptacle, Daylight Sensing, Occupancy Sensing | 0-10V Analog, DALI, DMX, Phase Cut | Zigbee,Bluetooth,WiFi | No | No | Yes | Yes | Yes | Yes | Autani Energy Center, Avi-on, Douglas Dialog, Enlighted IOT System, Lutron- Vive, McWoing TruBlu, Nedap Luxon, Signify Easysense | Yes | Yes | No | Yes | Yes | Yes | Yes | No | Yes | Yes | Yes | No | RRRWGM | [10 empty] | 5019 | 170.6 | 29.42 | 13.2 | 0.898 | 5000 | 82 | 10 | 81 | 97 | -12 | 8 |  |  |  |  | No | No | No | No | No | [9 empty] | AC |  | 120 | 277 |  |  | 5019 | 29.42
Solid State Lighting | 5 | PBSM6RQ1 | Saylite/Texas Fluorescents Reinvented | Saylite | C96LFRF24W3200LDMV30K | Indoor Luminaires | Linear Ambient | Direct Linear Ambient Luminaires |  |  |  | Standard | [16 empty] | 2017-02-03 | Yes | Continuous Dimming to 10% or below | [23 empty] | YYYBLC | [10 empty] | 3046.5 | 127.74 | 23.85 | 7.9 | 0.92 | 3000 | 84 |  |  |  |  | 8 | 8.0 ft | TRUE | [6 empty] | No | [9 empty] | AC | Updated on 10/31/2019
Solid State Lighting | 5.1 | PBTJBNQZ | Saylite/Texas Fluorescents Reinvented | Saylite | S48LY35WD(D,G,DALI,DEXAL,SR)MV35Koooo | Indoor Luminaires | Linear Ambient | Direct Linear Ambient Luminaires |  |  |  | Standard | [16 empty] | 2021-09-30 | Yes | Continuous Dimming to 10% or below | LLLC,Energy Monitoring,High End Trim | Multifunction Sensor, Sensor Receptacle, Daylight Sensing, Occupancy Sensing | 0-10V Analog, DALI, DMX, Phase Cut | Zigbee,Bluetooth,WiFi | No | No | Yes | Yes | Yes | Yes | Autani Energy Center, Avi-on, Douglas Dialog, Enlighted IOT System, Lutron- Vive, McWoing TruBlu, Nedap Luxon, Signify Easysense | Yes | Yes | No | Yes | Yes | Yes | Yes | No | Yes | Yes | Yes | No | RRRWGM | [10 empty] | 5752 | 164.34 | 35 | 10 | 0.994 | 3500 | 83 | 8 | 83 | 98 | -11 | 4 |  |  |  |  | No | No | No | No | No | [9 empty] | AC |  | 120 | 277 |  |  | 5752 | 35
Solid State Lighting | 5 | PBTQTHMG | Saylite/Texas Fluorescents Reinvented | Saylite | 131A14LF57W6400LDMV40K | Indoor Luminaires | Troffer | 1x4 Luminaires for Ambient Lighting of Interior Commercial Spaces |  |  |  | Standard | [16 empty] | 2017-02-03 | Yes | Continuous Dimming to 10% or below | [23 empty] | YYYBLB | [10 empty] | 6370 | 108.41 | 58.76 | 4.8 | 1 | 4000 | 83 | [13 empty] | No | [9 empty] | AC | Updated on 10/31/2019
Solid State Lighting | 5.1 | PBUR2GWK | Saylite/Texas Fluorescents Reinvented | Saylite | 200A248LY54WDMV35Koooo | Indoor Luminaires | Linear Ambient | Direct Linear Ambient Luminaires |  |  |  | Standard | [16 empty] | 2021-11-02 | No | Continuous Dimming to 10% or below | No Control Capability | No Sensor | 0-10V Analog | No Wireless Protocol | No | No | No | No | No | No |  | No | No | No | Yes | No | No | No | No | No | No | No | No | VVVZVR | [10 empty] | 8110 | 151.96 | 53.4 | 13.2 | 0.898 | 3500 | 83 | 8 | 84 | 97 | -11 | 4 | 4.0 ft |  |  |  | No | No | No | No | No | [9 empty] | AC |  | 120 | 277 |  |  | 8110 | 53.4
Solid State Lighting | 5 | PBUYU0T9 | Saylite/Texas Fluorescents Reinvented | Saylite | 131A24LJ48W6300LDMV50K | Indoor Luminaires | Troffer | 2x4 Luminaires for Ambient Lighting of Interior Commercial Spaces |  |  |  | Standard | [16 empty] | 2018-05-25 | Yes | Continuous Dimming to 10% or below | [23 empty] | LLLBNI | [10 empty] | 6302 | 131.566 | 47.9 | 4.7 | 0.97 | 5000 | 83 | [13 empty] | No | [9 empty] | AC | Updated on 10/31/2019
Solid State Lighting | 5.1 | PBUZ332Q | Saylite/Texas Fluorescents Reinvented | Saylite | (SS,SV,SD,SM)UCLL14LY15W(D,G,DALI,DEXAL,SR)(MV or 120)50Koooo | Indoor Luminaires | Troffer | 1x4 Luminaires for Ambient Lighting of Interior Commercial Spaces |  |  |  | Premium | [16 empty] | 2021-07-29 | Yes | Continuous Dimming to 10% or below | Autani Energy Center, Avi-on, Douglas Dialog, Enlighted IOT System, Lutron- Vive, McWoing TruBlu, Nedap Luxon, Signify Easysense | Multifunction Sensor,Sensor Receptacle,Daylight Sensor,Occupancy Sensing | 0-10V Analog,DALI,DMX | Zigbee,Bluetooth,WiFi | No | No | Yes | Yes | Yes | Yes | Autani Energy Center, Avi-on, Douglas Dialog, Enlighted IOT System, Lutron- Vive, McWoing TruBlu, Nedap Luxon, Signify Easysense | No | No | No | Yes | Yes | Yes | No |  | Yes | Yes | Yes | No | JJJOWA | [10 empty] | 2234.91 | 144.374 | 15.48 | 9.1 | 0.911 | 5000 | 83 | 11 | 82 | 95 | -12 | [5 empty] | No | No | No | No | No | [9 empty] | AC |  | 120 | 277 |  |  | 2234.91 | 15.48
Solid State Lighting | 5 | PBV03PRR | Saylite/Texas Fluorescents Reinvented | Saylite | 14CJ57W6600LW10DMV30K | Indoor Retrofit Kit | Troffer | Linear Retrofit Kits for 1x4 Luminaires | General Purpose |  |  | Standard | [16 empty] | 2018-05-25 | Yes | Continuous Dimming to 10% or below | [23 empty] | LLLBNI | [10 empty] | 6175 | 110.465 | 55.9 | 4.9 | 0.97 | 3000 | 83 | [6 empty] | TRUE | [6 empty] | No | [9 empty] | AC | Updated on 10/31/2019
Solid State Lighting | 5 | PBV4QPGH | Saylite/Texas Fluorescents Reinvented | Saylite | CITE48LFRF35W4200LLBDMV35Kxx | Indoor Luminaires | Linear Ambient | Direct Linear Ambient Luminaires |  |  |  | Standard | [16 empty] | 2017-02-03 | Yes | Continuous Dimming to 10% or below | [23 empty] | YYYBKT | [10 empty] | 4095 | 117 | 35.1 | 6.8 | 0.994 | 3500 | 84 |  |  |  |  | 4 | 4.0 ft | [7 empty] | No | [9 empty] | AC | Updated on 10/31/2019
Solid State Lighting | 5.1 | PBVWOLCI | Saylite/Texas Fluorescents Reinvented | Saylite | 200A296LY100WDMV40Koooo | Indoor Luminaires | Linear Ambient | Direct Linear Ambient Luminaires |  |  |  | Standard | [16 empty] | 2021-11-02 | No | Continuous Dimming to 10% or below | No Control Capability | No Sensor | 0-10V Analog | No Wireless Protocol | No | No | No | No | No | No |  | No | No | No | Yes | No | No | No | No | No | No | No | No | VVVZVR | [10 empty] | 15688 | 156.88 | 100 | 13.2 | 0.898 | 4000 | 84 | 9 | 84 | 97 | -11 | 8 | 8.0 ft |  |  |  | No | No | No | No | No | [9 empty] | AC |  | 120 | 277 |  |  | 15688 | 100
Solid State Lighting | 5 | PBWDS3WH | Saylite/Texas Fluorescents Reinvented | Saylite | CRSR96LT82W8900LDMVxxx35K | Indoor Luminaires | Linear Ambient | Direct Linear Ambient Luminaires |  |  |  | Standard | [16 empty] | 2017-06-12 | Yes | Continuous Dimming to 10% or below | [23 empty] | EAEEZR | [10 empty] | 9836 | 119.66 | 82.2 | 12 | 0.93 | 3500 | 84 |  |  |  |  | 8 | [8 empty] | No | [9 empty] | AC | Updated on 10/31/2019
Solid State Lighting | 5 | PBXZEYBK | Saylite/Texas Fluorescents Reinvented | Saylite | DFUCLL24LF28W3900LDMV35K | Indoor Retrofit Kit | Troffer | Integrated Retrofit Kits for 2x4 Luminaires | General Purpose |  |  | Premium | [16 empty] | 2017-03-24 | Yes | Continuous Dimming to 10% or below | [23 empty] | VAVWHZ | [10 empty] | 3815 | 139 | 27.35 | 5.6 | 1 | 3500 | 84 | [13 empty] | No | [9 empty] | AC | Updated on 10/31/2019
Solid State Lighting | 5.1 | PBZG34U8 | Saylite/Texas Fluorescents Reinvented | Saylite | 200A248LY25WDMV50Koooo | Indoor Luminaires | Linear Ambient | Direct Linear Ambient Luminaires |  |  |  | Standard | [16 empty] | 2021-11-02 | No | Continuous Dimming to 10% or below | No Control Capability | No Sensor | 0-10V Analog | No Wireless Protocol | No | No | No | No | No | No |  | No | No | No | Yes | No | No | No | No | No | No | No | No | VVVZVR | [10 empty] | 4114 | 164.55 | 25 | 9.2 | 0.916 | 5000 | 84 | 13 | 82 | 96 | -12 | 4 | 4.0 ft |  |  |  | No | No | No | No | No | [9 empty] | AC |  | 120 | 277 |  |  | 4114 | 25
Solid State Lighting | 5.1 | PBZSHU28 | Saylite/Texas Fluorescents Reinvented | Saylite | CITE48LRFY35WDMV40K | Indoor Luminaires | Linear Ambient | Direct Linear Ambient Luminaires |  |  |  | Standard | [16 empty] | 2021-04-28 | Yes | Continuous Dimming to 10% or below | Energy Monitoring, High-end Trim, Autani Energy Center, Avi-on, Douglas Dialog, Enlighted IOT System, Lutron- Vive, McWoing TruBlu, Nedap Luxon, Signify Easysense | Daylight Sensor, Occupancy Sensor, Multifunction Sensor, Integral Sensor Receptacle | 0-10V Analog,DALI,DMX | Zigbee, Bluetooth, Wifi | No | No | Yes | Yes | Yes | Yes | Autani Energy Center, Avi-on, Douglas Dialog, Enlighted IOT System, Lutron- Vive, McWoing TruBlu, Nedap Luxon, Signify Easysense | Yes | Yes | No | Yes | Yes | Yes | No | No | Yes | Yes | Yes |  | BBBFSF | [10 empty] | 5175.2 | 147.863 | 35 | 9.5 | 0.902 | 4000 | 84 | 10 | 84 | 98 | -11 | 4 | 4.0 ft |  |  |  | No | No | No | No | No | [9 empty] | AC |  | 120 | 277 |  |  | 5175.2 | 35
Solid State Lighting | 5 | PBZVXR2U | Saylite/Texas Fluorescents Reinvented | Saylite | HIL48LA215W30000LDMVxxx30Koooo | Indoor Luminaires | High-Bay | High-Bay Luminaires for Commercial and Industrial Buildings |  |  |  | Standard | [16 empty] | 2017-05-15 | Yes | Continuous Dimming to 10% or below | [23 empty] | KKKZVA | [10 empty] | 29542 | 137.4 | 215 | 6.5 | 0.98 | 3000 | 82 | [6 empty] | TRUE | [6 empty] | No | [9 empty] | AC | Product delisted 1/31/2018 relisted on 05/22/2018, Updated on 10/31/2019
Solid State Lighting | 5.1 | PC004PQR | Saylite/Texas Fluorescents Reinvented | Saylite | 209A96LY108WDMV40Koooo | Indoor Luminaires | Linear Ambient | Direct Linear Ambient Luminaires |  |  |  | Standard | [16 empty] | 2021-11-02 | No | Continuous Dimming to 10% or below | No Control Capability | No Sensor | 0-10V Analog | No Wireless Protocol | No | No | No | No | No | No |  | No | No | No | Yes | No | No | No | No | No | No | No | No | VVVZVR | [10 empty] | 16564 | 155.18 | 106.7 | 13.2 | 0.898 | 4000 | 83 | 8 | 84 | 97 | -11 | 8 | 8.0 ft |  |  |  | No | No | No | No | No | [9 empty] | AC |  | 120 | 277 |  |  | 16564 | 106.7
Solid State Lighting | 5 | PC1M99Q2 | Saylite/Texas Fluorescents Reinvented | Saylite | 131A14LF35W4100LDMV30K | Indoor Luminaires | Troffer | 1x4 Luminaires for Ambient Lighting of Interior Commercial Spaces |  |  |  | Standard | [16 empty] | 2017-02-03 | Yes | Continuous Dimming to 10% or below | [23 empty] | YYYBLB | [10 empty] | 3895 | 111.29 | 35 | 8.4 | 0.99 | 3000 | 83 | [6 empty] | TRUE | [6 empty] | No | [9 empty] | AC | Updated on 10/31/2019
Solid State Lighting | 5 | PC2CNW5D | Saylite/Texas Fluorescents Reinvented | Saylite | C48LF57W7800LDMV35K | Indoor Luminaires | Linear Ambient | Direct Linear Ambient Luminaires |  |  |  | Standard | [16 empty] | 2017-02-03 | Yes | Continuous Dimming to 10% or below | [23 empty] | YYYBLC | [10 empty] | 7505 | 127.18 | 59.01 | 5.07 | 1 | 3500 | 84 |  |  |  |  | 4 | 4.0 ft | [7 empty] | No | [9 empty] | AC | Updated on 10/31/2019
Solid State Lighting | 5.1 | PC2DO7UE | Saylite/Texas Fluorescents Reinvented | Saylite | (SS,SV,SD,SM)CBF24LY35WDMV30Koooo | Indoor Luminaires | Troffer | 2x4 Luminaires for Ambient Lighting of Interior Commercial Spaces |  |  |  | Standard | [16 empty] | 2021-07-29 | Yes | Continuous Dimming to 10% or below | Autani Energy Center, Avi-on, Douglas Dialog, Enlighted IOT System, Lutron- Vive, McWoing TruBlu, Nedap Luxon, Signify Easysense | Multifunction Sensor,Sensor Receptacle,Daylight Sensor,Occupancy Sensing | 0-10V Analog | Zigbee,Bluetooth,WiFi | No | No | Yes | Yes | Yes | Yes | Autani Energy Center, Avi-on, Douglas Dialog, Enlighted IOT System, Lutron- Vive, McWoing TruBlu, Nedap Luxon, Signify Easysense | No | No | No | Yes | No | No | No |  | Yes | Yes | Yes | No | JJJOWB | [10 empty] | 4803.5 | 137.243 | 35 | 10.3 | 0.953 | 3000 | 83 | 9 | 84 | 97 | -11 | [5 empty] | No | No | No | No | No | [9 empty] | AC |  | 120 | 277 |  |  | 4803.5 | 35
Solid State Lighting | 5.1 | PC2EHLE3 | Saylite/Texas Fluorescents Reinvented | Saylite | C24LY33WD(D,G,DALI,DEXAL,SR)MV30Koooo | Indoor Luminaires | Linear Ambient | Direct Linear Ambient Luminaires |  |  |  | Standard | [16 empty] | 2021-09-30 | Yes | Continuous Dimming to 10% or below | LLLC,Energy Monitoring,High End Trim | Multifunction Sensor, Sensor Receptacle, Daylight Sensing, Occupancy Sensing | 0-10V Analog, DALI, DMX, Phase Cut | Zigbee,Bluetooth,WiFi | No | No | Yes | Yes | Yes | Yes | Autani Energy Center, Avi-on, Douglas Dialog, Enlighted IOT System, Lutron- Vive, McWoing TruBlu, Nedap Luxon, Signify Easysense | Yes | Yes | No | Yes | Yes | Yes | Yes | No | Yes | Yes | Yes | No | RRRWGM | [10 empty] | 4843 | 146.75 | 33 | 13.3 | 0.905 | 3000 | 84 | 9 | 84 | 98 | -11 | 2 |  |  |  |  | No | No | No | No | No | [9 empty] | AC |  | 120 | 277 |  |  | 4843 | 33
Solid State Lighting | 5.1 | PC4495AX | Saylite/Texas Fluorescents Reinvented | Saylite | 209A96LY30WDMV50Koooo | Indoor Luminaires | Linear Ambient | Direct Linear Ambient Luminaires |  |  |  | Standard | [16 empty] | 2021-11-02 | No | Continuous Dimming to 10% or below | No Control Capability | No Sensor | 0-10V Analog | No Wireless Protocol | No | No | No | No | No | No |  | No | No | No | Yes | No | No | No | No | No | No | No | No | VVVZVR | [10 empty] | 5039 | 166.19 | 30.3 | 9.2 | 0.916 | 5000 | 84 | 13 | 82 | 96 | -12 | 8 | 8.0 ft |  |  |  | No | No | No | No | No | [9 empty] | AC |  | 120 | 277 |  |  | 5039 | 30.3
Solid State Lighting | 5 | PC45QRT8 | Saylite/Texas Fluorescents Reinvented | Saylite | UCLL24LF32W3450LDMV30K | Indoor Luminaires | Troffer | 2x4 Luminaires for Ambient Lighting of Interior Commercial Spaces |  |  |  | Standard | [16 empty] | 2016-02-03 | No | Continuous Dimming to 10% or below | [23 empty] | KKKYHA | [10 empty] | 3398 | 107 | 32 | 5.09 | 0.996 | 3000 | 83.9 | [6 empty] | TRUE | [6 empty] | No | [9 empty] | AC | Updated on 10/31/2019
Solid State Lighting | 5.1 | PC4EALU2 | Saylite/Texas Fluorescents Reinvented | Saylite | S48LY40WD(D,G,DALI,DEXAL,SR)MV40Koooo | Indoor Luminaires | Linear Ambient | Direct Linear Ambient Luminaires |  |  |  | Standard | [16 empty] | 2021-09-30 | Yes | Continuous Dimming to 10% or below | LLLC,Energy Monitoring,High End Trim | Multifunction Sensor, Sensor Receptacle, Daylight Sensing, Occupancy Sensing | 0-10V Analog, DALI, DMX, Phase Cut | Zigbee,Bluetooth,WiFi | No | No | Yes | Yes | Yes | Yes | Autani Energy Center, Avi-on, Douglas Dialog, Enlighted IOT System, Lutron- Vive, McWoing TruBlu, Nedap Luxon, Signify Easysense | Yes | Yes | No | Yes | Yes | Yes | Yes | No | Yes | Yes | Yes | No | RRRWGM | [10 empty] | 6652 | 166.3 | 40 | 10 | 0.994 | 4000 | 83 | 8 | 83 | 98 | -11 | 4 |  |  |  |  | No | No | No | No | No | [9 empty] | AC |  | 120 | 277 |  |  | 6652 | 40
Solid State Lighting | 5 | PC4QSP30 | Saylite/Texas Fluorescents Reinvented | Saylite | UCLL24LJ40W5350LDMV30K | Indoor Luminaires | Troffer | 2x4 Luminaires for Ambient Lighting of Interior Commercial Spaces |  |  |  | Standard | [16 empty] | 2018-07-18 | Not Yet Verified | Continuous Dimming to 10% or below | [23 empty] | ZZZBZX | [10 empty] | 5148.99 | 128.72 | 40 | 14 | 0.89 | 3000 | 82 | [6 empty] | TRUE | [6 empty] | No | [9 empty] | AC | Updated on 10/31/2019
Solid State Lighting | 5 | PC4VHR5B | Saylite/Texas Fluorescents Reinvented | Saylite | CBF24LF28W3800LDMV30K | Indoor Luminaires | Troffer | 2x4 Luminaires for Ambient Lighting of Interior Commercial Spaces |  |  | TRUE | Standard |  |  | 3638.4 | 133 | 27.36 | 6.1 | 0.987 | 3093 | 84 | [5 empty] | 5 | 50000 | 2017-02-03 | Yes | Continuous Dimming to 10% or below | [23 empty] | YYYBLA | [10 empty] | 3638.4 | 132.98 | 27.36 | 7.2 | 0.99 | 3000 | 84 | [6 empty] | TRUE | [6 empty] | No | [9 empty] | AC | Updated on 10/31/2019
Solid State Lighting | 5 | PC58CQC5 | Saylite/Texas Fluorescents Reinvented | Saylite | CBF22LHF20W2600LDMV40K | Indoor Luminaires | Troffer | 2x2 Luminaires for Ambient Lighting of Interior Commercial Spaces |  |  |  | Premium | [16 empty] | 2017-02-03 | Yes | Continuous Dimming to 10% or below | [23 empty] | YYYBKY | [10 empty] | 2620 | 131 | 20 | 5 | 1 | 4000 | 84 | [13 empty] | No | [9 empty] | AC | Updated on 10/31/2019
Solid State Lighting | 5 | PC6GG0YW | Saylite/Texas Fluorescents Reinvented | Saylite | 22CJ35W3900LW10DMV40K | Indoor Retrofit Kit | Troffer | Linear Retrofit Kits for 2x2 Luminaires | General Purpose |  |  | Standard | [16 empty] | 2018-05-25 | Yes | Continuous Dimming to 10% or below | [23 empty] | LLLBNI | [10 empty] | 3892 | 113.469 | 34.3 | 8.2 | 0.95 | 4000 | 82 | [13 empty] | No | [9 empty] | AC | Updated on 10/31/2019
Solid State Lighting | 5 | PC6QU75S | Saylite/Texas Fluorescents Reinvented | Saylite | C48LF48W6500LDMV30K | Indoor Luminaires | Linear Ambient | Direct Linear Ambient Luminaires |  |  |  | Standard | [16 empty] | 2017-02-03 | Yes | Continuous Dimming to 10% or below | [23 empty] | YYYBLC | [10 empty] | 6160 | 128.33 | 48 | 5.07 | 1 | 3000 | 84 |  |  |  |  | 4 | 4.0 ft | TRUE | [6 empty] | No | [9 empty] | AC | Updated on 10/31/2019
Solid State Lighting | 5 | PC8AJKRW | Saylite/Texas Fluorescents Reinvented | Saylite | C48LF57W6400LDMV50K | Indoor Luminaires | Linear Ambient | Direct Linear Ambient Luminaires |  |  |  | Standard | [16 empty] | 2015-12-07 | Not Yet Verified | Continuous Dimming to 10% or below | [23 empty] | KKKYLT | [10 empty] | 6400 | 112 | 57 | 5.65 | 0.996 | 5000 | 83 | [13 empty] | No | [9 empty] | AC | Label states: Model: C Wattage: 57W CCT: 5000K Voltage 120V 50/60Hz LED PRODUCT and ETL certification information, Updated on 10/31/2019
Solid State Lighting | 5.1 | PC8XXM3U | Saylite/Texas Fluorescents Reinvented | Saylite | C48LY20WD(D,G,DALI,DEXAL,SR)MV50Koooo | Indoor Luminaires | Linear Ambient | Direct Linear Ambient Luminaires |  |  |  | Standard | [16 empty] | 2021-09-30 | Yes | Continuous Dimming to 10% or below | LLLC,Energy Monitoring,High End Trim | Multifunction Sensor, Sensor Receptacle, Daylight Sensing, Occupancy Sensing | 0-10V Analog, DALI, DMX, Phase Cut | Zigbee,Bluetooth,WiFi | No | No | Yes | Yes | Yes | Yes | Autani Energy Center, Avi-on, Douglas Dialog, Enlighted IOT System, Lutron- Vive, McWoing TruBlu, Nedap Luxon, Signify Easysense | Yes | Yes | No | Yes | Yes | Yes | Yes | No | Yes | Yes | Yes | No | RRRWGM | [10 empty] | 3403 | 170.17 | 20 | 13.2 | 0.898 | 5000 | 82 | 10 | 81 | 97 | -12 | 4 |  |  |  |  | No | No | No | No | No | [9 empty] | AC |  | 120 | 277 |  |  | 3403 | 20
Solid State Lighting | 5 | PC9U2541 | Saylite/Texas Fluorescents Reinvented | Saylite | DFUCLL24LF32W4650LDMV40K | Indoor Retrofit Kit | Troffer | Integrated Retrofit Kits for 2x4 Luminaires | General Purpose |  |  | Premium | [16 empty] | 2017-03-24 | Yes | Continuous Dimming to 10% or below | [23 empty] | VAVWHZ | [10 empty] | 4670 | 145 | 32 | 6.8 | 0.99 | 4000 | 84 | [13 empty] | No | [9 empty] | AC | Updated on 10/31/2019
Solid State Lighting | 5 | PCAFRG16 | Saylite/Texas Fluorescents Reinvented | Saylite | 131A14LF48W5400LDMV40K | Indoor Luminaires | Troffer | 1x4 Luminaires for Ambient Lighting of Interior Commercial Spaces |  |  |  | Standard | [16 empty] | 2017-02-03 | Yes | Continuous Dimming to 10% or below | [23 empty] | YYYBLB | [10 empty] | 5385 | 112.19 | 48 | 5 | 1 | 4000 | 83 | [13 empty] | No | [9 empty] | AC | Updated on 10/31/2019
Solid State Lighting | 5 | PCCZCXJ8 | Saylite/Texas Fluorescents Reinvented | Saylite | 209A24LF28W3400LDMV35K | Indoor Luminaires | Linear Ambient | Direct Linear Ambient Luminaires |  |  |  | Standard | [16 empty] | 2017-03-24 | Yes | Continuous Dimming to 10% or below | [23 empty] | VAVWHW | [10 empty] | 3355 | 119.82 | 28 | 11.1 | 0.96 | 3500 | 84 |  |  |  |  | 2 | 2.0 ft | [7 empty] | No | [9 empty] | AC | Updated on 10/31/2019
Solid State Lighting | 5 | PCEXH7YD | Saylite/Texas Fluorescents Reinvented | Saylite | UCLL24LJ40W5350LDMV50K | Indoor Luminaires | Troffer | 2x4 Luminaires for Ambient Lighting of Interior Commercial Spaces |  |  |  | Standard | [16 empty] | 2018-07-18 | Not Yet Verified | Continuous Dimming to 10% or below | [23 empty] | ZZZBZX | [10 empty] | 5148.99 | 128.72 | 40 | 14 | 0.89 | 5000 | 82 | [13 empty] | No | [9 empty] | AC | Updated on 10/31/2019
Solid State Lighting | 5.1 | PCGK85RW | Saylite/Texas Fluorescents Reinvented | Saylite | S48LFRY30WD(D,G,DALI,DEXAL,SR)MV40Koooo | Indoor Luminaires | Linear Ambient | Direct Linear Ambient Luminaires |  |  |  | Standard | [16 empty] | 2021-09-30 | Yes | Continuous Dimming to 10% or below | LLLC,Energy Monitoring,High End Trim | Multifunction Sensor, Sensor Receptacle, Daylight Sensing, Occupancy Sensing | 0-10V Analog, DALI, DMX, Phase Cut | Zigbee,Bluetooth,WiFi | No | No | Yes | Yes | Yes | Yes | Autani Energy Center, Avi-on, Douglas Dialog, Enlighted IOT System, Lutron- Vive, McWoing TruBlu, Nedap Luxon, Signify Easysense | Yes | Yes | No | Yes | Yes | Yes | Yes | No | Yes | Yes | Yes | No | RRRWGM | [10 empty] | 4773 | 155.77 | 30.64 | 13.2 | 0.898 | 4000 | 84 | 9 | 83 | 98 | -11 | 4 |  |  |  |  | No | No | No | No | No | [9 empty] | AC |  | 120 | 277 |  |  | 4773 | 30.64
Solid State Lighting | 5.1 | PCGQVH53 | Saylite/Texas Fluorescents Reinvented | Saylite | 207A248LY50WDMV40Koooo | Indoor Luminaires | Linear Ambient | Direct Linear Ambient Luminaires |  |  |  | Standard | [16 empty] | 2021-11-02 | No | Continuous Dimming to 10% or below | No Control Capability | No Sensor | 0-10V Analog | No Wireless Protocol | No | No | No | No | No | No |  | No | No | No | Yes | No | No | No | No | No | No | No | No | VVVZVR | [10 empty] | 7844 | 156.88 | 50 | 13.2 | 0.898 | 4000 | 84 | 9 | 84 | 97 | -11 | 4 | 4.0 ft |  |  |  | No | No | No | No | No | [9 empty] | AC |  | 120 | 277 |  |  | 7844 | 50
Solid State Lighting | 5 | PCHAWD2S | Saylite/Texas Fluorescents Reinvented | Saylite | UCLL14LJ57W6700LDMV30K | Indoor Luminaires | Troffer | 1x4 Luminaires for Ambient Lighting of Interior Commercial Spaces |  |  |  | Standard | [16 empty] | 2018-07-18 | Not Yet Verified | Continuous Dimming to 10% or below | [23 empty] | ZZZBZX | [10 empty] | 6664 | 119.64 | 55.7 | 4.6 | 0.97 | 3000 | 82 | [6 empty] | TRUE | [6 empty] | No | [9 empty] | AC | Updated on 10/31/2019
Solid State Lighting | 5.1 | PCHJO5IW | Saylite/Texas Fluorescents Reinvented | Saylite | C48LY25WD(D,G,DALI,DEXAL,SR)MV40Koooo | Indoor Luminaires | Linear Ambient | Direct Linear Ambient Luminaires |  |  |  | Standard | [16 empty] | 2021-09-30 | Yes | Continuous Dimming to 10% or below | LLLC,Energy Monitoring,High End Trim | Multifunction Sensor, Sensor Receptacle, Daylight Sensing, Occupancy Sensing | 0-10V Analog, DALI, DMX, Phase Cut | Zigbee,Bluetooth,WiFi | No | No | Yes | Yes | Yes | Yes | Autani Energy Center, Avi-on, Douglas Dialog, Enlighted IOT System, Lutron- Vive, McWoing TruBlu, Nedap Luxon, Signify Easysense | Yes | Yes | No | Yes | Yes | Yes | Yes | No | Yes | Yes | Yes | No | RRRWGM | [10 empty] | 4244 | 169.75 | 25 | 13.2 | 0.898 | 4000 | 84 | 9 | 83 | 98 | -11 | 4 |  |  |  |  | No | No | No | No | No | [9 empty] | AC |  | 120 | 277 |  |  | 4244 | 25
Solid State Lighting | 5.1 | PCI3XRMM | Saylite/Texas Fluorescents Reinvented | Saylite | S96LY90WD(D,G,DALI,DEXAL,SR)MV35Koooo | Indoor Luminaires | Linear Ambient | Direct Linear Ambient Luminaires |  |  |  | Standard | [16 empty] | 2021-09-30 | Yes | Continuous Dimming to 10% or below | LLLC,Energy Monitoring,High End Trim | Multifunction Sensor, Sensor Receptacle, Daylight Sensing, Occupancy Sensing | 0-10V Analog, DALI, DMX, Phase Cut | Zigbee,Bluetooth,WiFi | No | No | Yes | Yes | Yes | Yes | Autani Energy Center, Avi-on, Douglas Dialog, Enlighted IOT System, Lutron- Vive, McWoing TruBlu, Nedap Luxon, Signify Easysense | Yes | Yes | No | Yes | Yes | Yes | Yes | No | Yes | Yes | Yes | No | RRRWGM | [10 empty] | 14522 | 161.36 | 90 | 10 | 0.994 | 3500 | 83 | 8 | 83 | 98 | -11 | 8 |  |  |  |  | No | No | No | No | No | [9 empty] | AC |  | 120 | 277 |  |  | 14522 | 90
Solid State Lighting | 5 | PCJMER1M | Saylite/Texas Fluorescents Reinvented | Saylite | UCLL22LF24W3000LDMV40K(WP,EM) | Indoor Luminaires | Troffer | 2x2 Luminaires for Ambient Lighting of Interior Commercial Spaces |  |  |  | Standard | [16 empty] | 2015-10-15 | Yes | Continuous Dimming to 10% or below | [23 empty] | KKKYHA | [10 empty] | 3037 | 126 | 24 | 9.2 | 0.954 | 4000 | 84 | [13 empty] | No | [9 empty] | AC | Product de-listed on 4/1/2017, re-listed on 05/09/2018 due to update, Updated on 10/31/2019
Solid State Lighting | 5.1 | PCJOY27D | Saylite/Texas Fluorescents Reinvented | Saylite | RKCIT96LY50WDMV30K | Indoor Retrofit Kit | Linear Ambient | Retrofit Kits for Direct Linear Ambient Luminaires | Luminaire Specific |  |  | Standard | [16 empty] | 2021-04-28 | Yes | Continuous Dimming to 10% or below | Energy Monitoring, High-end Trim, Autani Energy Center, Avi-on, Douglas Dialog, Enlighted IOT System, Lutron- Vive, McWoing TruBlu, Nedap Luxon, Signify Easysense | Daylight Sensor, Occupancy Sensor, Multifunction Sensor, Integral Sensor Receptacle | 0-10V Analog,DALI,DMX | Zigbee, Bluetooth, Wifi | No | No | Yes | Yes | Yes | Yes | Autani Energy Center, Avi-on, Douglas Dialog, Enlighted IOT System, Lutron- Vive, McWoing TruBlu, Nedap Luxon, Signify Easysense | Yes | Yes | No | Yes | Yes | Yes | No | No | Yes | Yes | Yes |  | BBBFSF | [10 empty] | 7040 | 140.8 | 50 | 9.5 | 0.902 | 3000 | 84 | 10 | 84 | 98 | -11 | 8 | 8.0 ft |  |  |  | No | No | No | No | No | [9 empty] | AC |  | 120 | 277 |  |  | 7040 | 50
Solid State Lighting | 5.1 | PCK7L10Q | Saylite/Texas Fluorescents Reinvented | Saylite | RKCIT48LY35WDMV40K | Indoor Retrofit Kit | Linear Ambient | Retrofit Kits for Direct Linear Ambient Luminaires | Luminaire Specific |  |  | Standard | [16 empty] | 2021-04-28 | Yes | Continuous Dimming to 10% or below | Energy Monitoring, High-end Trim, Autani Energy Center, Avi-on, Douglas Dialog, Enlighted IOT System, Lutron- Vive, McWoing TruBlu, Nedap Luxon, Signify Easysense | Daylight Sensor, Occupancy Sensor, Multifunction Sensor, Integral Sensor Receptacle | 0-10V Analog,DALI,DMX | Zigbee, Bluetooth, Wifi | No | No | Yes | Yes | Yes | Yes | Autani Energy Center, Avi-on, Douglas Dialog, Enlighted IOT System, Lutron- Vive, McWoing TruBlu, Nedap Luxon, Signify Easysense | Yes | Yes | No | Yes | Yes | Yes | No | No | Yes | Yes | Yes |  | BBBFSF | [10 empty] | 5175.2 | 147.863 | 35 | 9.5 | 0.902 | 4000 | 84 | 10 | 84 | 98 | -11 | 4 | 4.0 ft |  |  |  | No | No | No | No | No | [9 empty] | AC |  | 120 | 277 |  |  | 5175.2 | 35
Solid State Lighting | 5 | PCKB5JVH | Saylite/Texas Fluorescents Reinvented | Saylite | CBF14LF22W3100DMV35K [Qualified at 120V] | Indoor Luminaires | Troffer | 1x4 Luminaires for Ambient Lighting of Interior Commercial Spaces |  |  |  | Standard | [16 empty] | 2017-02-03 | Yes | Continuous Dimming to 10% or below | [23 empty] | YYYBKV | [10 empty] | 2995 | 130.74 | 22.9 | 8.2 | 0.99 | 3500 | 83 | [13 empty] | No | [9 empty] | AC | Updated on 10/31/2019
Solid State Lighting | 5 | PCLC7EA1 | Saylite/Texas Fluorescents Reinvented | Fleco Industries | HILFR24LX70W10000LDMV35Koooo (except WG) | Indoor Luminaires | High-Bay | High-Bay Luminaires for Commercial and Industrial Buildings |  |  |  | Premium | [16 empty] | 2020-06-23 | Yes | Continuous Dimming to 10% or below | [23 empty] | TTTVRK | [10 empty] | 9575 | 142.91 | 67 | 10.02 | 0.96 | 3500 | 83 | [13 empty] | No | [9 empty] | AC |  | 120 | 277 |  |  | 9575 | 67
Solid State Lighting | 5.1 | PCLNGBS0 | Saylite/Texas Fluorescents Reinvented | Saylite | 200A296LY40WDMV50Koooo | Indoor Luminaires | Linear Ambient | Direct Linear Ambient Luminaires |  |  |  | Standard | [16 empty] | 2021-11-02 | No | Continuous Dimming to 10% or below | No Control Capability | No Sensor | 0-10V Analog | No Wireless Protocol | No | No | No | No | No | No |  | No | No | No | Yes | No | No | No | No | No | No | No | No | VVVZVR | [10 empty] | 6615 | 165.37 | 40 | 9.2 | 0.916 | 5000 | 84 | 13 | 82 | 96 | -12 | 8 | 8.0 ft |  |  |  | No | No | No | No | No | [9 empty] | AC |  | 120 | 277 |  |  | 6615 | 40
Solid State Lighting | 5 | PCM4J63F | Saylite/Texas Fluorescents Reinvented | Saylite | CIT48LFRF32W4100LPGDMVxxx50K | Outdoor Luminaires | Low Output | Parking Garage Luminaires |  |  | TRUE | Premium |  |  | 4091.8 | 126.6 | 32.33 | 8.3 | 0.966 | 5266 | 82 | [5 empty] | 5 | 50000 | 2017-03-27 | Yes | Continuous Dimming to 10% or below | [23 empty] | WWWBKA | [10 empty] | 4091.8 | 126.6 | 32.33 | 6.7 | 1 | 5266 | 82 | [13 empty] | No | [9 empty] | AC | Updated on 10/31/2019
Solid State Lighting | 5.1 | PCMIOKO0 | Saylite/Texas Fluorescents Reinvented | Saylite | 200A224LY15WDMV30Koooo | Indoor Luminaires | Linear Ambient | Direct Linear Ambient Luminaires |  |  | TRUE | Standard |  | 120 | 2174 | 136.6 | 15.9 | 6.3 | 0.996 | 3078 | 83 | 8 | 85 | 98 | -11 | 0.0004 | 5 | 50000 | 2021-11-02 | No | Continuous Dimming to 10% or below | No Control Capability | No Sensor | 0-10V Analog | No Wireless Protocol | No | No | No | No | No | No |  | No | No | No | Yes | No | No | No | No | No | No | No | No | VVVZVR | [10 empty] | 2006 | 131.53 | 15.3 | 9.6 | 0.909 | 3000 | 85 | 14 | 84 | 98 | -10 | 2 | 2.0 ft |  |  |  | No | No | No | No | No | [9 empty] | AC |  | 120 | 277 |  |  | 2006 | 15.3
Solid State Lighting | 5.1 | PCMLT69Y | Saylite/Texas Fluorescents Reinvented | Saylite | 200A248LY20WDMV30Koooo | Indoor Luminaires | Linear Ambient | Direct Linear Ambient Luminaires |  |  |  | Standard | [16 empty] | 2021-11-02 | No | Continuous Dimming to 10% or below | No Control Capability | No Sensor | 0-10V Analog | No Wireless Protocol | No | No | No | No | No | No |  | No | No | No | Yes | No | No | No | No | No | No | No | No | VVVZVR | [10 empty] | 3090 | 154.5 | 20 | 9.2 | 0.916 | 3000 | 84 | 10 | 84 | 97 | -11 | 4 | 4.0 ft |  |  |  | No | No | No | No | No | [9 empty] | AC |  | 120 | 277 |  |  | 3090 | 20
Solid State Lighting | 5 | PCP7163B | Saylite/Texas Fluorescents Reinvented | Saylite | CBF22LF24W3000LDMV30K | Indoor Luminaires | Troffer | 2x2 Luminaires for Ambient Lighting of Interior Commercial Spaces |  |  |  | Standard | [16 empty] | 2017-02-03 | Yes | Continuous Dimming to 10% or below | [23 empty] | YYYBKW | [10 empty] | 2822 | 117.58 | 24 | 11.1 | 0.91 | 3000 | 84 | [6 empty] | TRUE | [6 empty] | No | [9 empty] | AC | Updated on 10/31/2019
Solid State Lighting | 5.1 | PCPOJ88M | Saylite/Texas Fluorescents Reinvented | Saylite | 209A48LY54WDMV35Koooo | Indoor Luminaires | Linear Ambient | Direct Linear Ambient Luminaires |  |  |  | Standard | [16 empty] | 2021-11-02 | No | Continuous Dimming to 10% or below | No Control Capability | No Sensor | 0-10V Analog | No Wireless Protocol | No | No | No | No | No | No |  | No | No | No | Yes | No | No | No | No | No | No | No | No | VVVZVR | [10 empty] | 8110 | 151.96 | 53.4 | 13.2 | 0.898 | 3500 | 83 | 8 | 84 | 97 | -11 | 4 | 4.0 ft |  |  |  | No | No | No | No | No | [9 empty] | AC |  | 120 | 277 |  |  | 8110 | 53.4
Solid State Lighting | 5.1 | PCQEONC8 | Saylite/Texas Fluorescents Reinvented | Saylite | 8RB(421 or 501)LY30WD(D,G,DALI,DEXAL,SR)MV40Koooo | Indoor Retrofit Kit | Linear Ambient | Retrofit Kits for Direct Linear Ambient Luminaires | Luminaire Specific |  |  | Standard | [16 empty] | 2021-09-30 | Yes | Continuous Dimming to 10% or below | LLLC,Energy Monitoring,High End Trim | Multifunction Sensor, Sensor Receptacle, Daylight Sensing, Occupancy Sensing | 0-10V Analog, DALI, DMX, Phase Cut | Zigbee,Bluetooth,WiFi | No | No | Yes | Yes | Yes | Yes | Autani Energy Center, Avi-on, Douglas Dialog, Enlighted IOT System, Lutron- Vive, McWoing TruBlu, Nedap Luxon, Signify Easysense | Yes | Yes | No | Yes | Yes | Yes | Yes | No | Yes | Yes | Yes | No | RRRWGM | [10 empty] | 5019 | 170.6 | 29.42 | 13.2 | 0.898 | 4000 | 84 | 9 | 83 | 98 | -11 | 8 |  |  |  |  | No | No | No | No | No | [9 empty] | AC |  | 120 | 277 |  |  | 5019 | 29.42
Solid State Lighting | 5 | PCQKJ314 | Saylite/Texas Fluorescents Reinvented | Saylite | DFUCLL22LF20W2700LDMV30K | Indoor Retrofit Kit | Troffer | Integrated Retrofit Kits for 2x2 Luminaires | General Purpose |  |  | Premium | [16 empty] | 2017-03-24 | Yes | Continuous Dimming to 10% or below | [23 empty] | VAVWHY | [10 empty] | 2570 | 128 | 20 | 5.02 | 1 | 3000 | 83 | [6 empty] | TRUE | [6 empty] | No | [9 empty] | AC | Updated on 10/31/2019
Solid State Lighting | 5 | PCQV3QUX | Saylite/Texas Fluorescents Reinvented | Saylite | C96LF48W6500LDMV50K | Indoor Luminaires | Linear Ambient | Direct Linear Ambient Luminaires |  |  |  | Standard | [16 empty] | 2017-02-03 | Yes | Continuous Dimming to 10% or below | [23 empty] | YYYBLC | [10 empty] | 6665 | 138.85 | 48 | 5.07 | 1 | 5000 | 83 |  |  |  |  | 8 | 8.0 ft | [7 empty] | No | [9 empty] | AC | Updated on 10/31/2019
Solid State Lighting | 5.1 | PCQVVVX5 | Saylite/Texas Fluorescents Reinvented | Saylite | 209A96LY108WDMV50Koooo | Indoor Luminaires | Linear Ambient | Direct Linear Ambient Luminaires |  |  |  | Standard | [16 empty] | 2021-11-02 | No | Continuous Dimming to 10% or below | No Control Capability | No Sensor | 0-10V Analog | No Wireless Protocol | No | No | No | No | No | No |  | No | No | No | Yes | No | No | No | No | No | No | No | No | VVVZVR | [10 empty] | 16564 | 155.18 | 106.7 | 13.2 | 0.898 | 5000 | 84 | 13 | 82 | 96 | -12 | 8 | 8.0 ft |  |  |  | No | No | No | No | No | [9 empty] | AC |  | 120 | 277 |  |  | 16564 | 106.7
Solid State Lighting | 5 | PCT2SM6B | Saylite/Texas Fluorescents Reinvented | Saylite | HBC48LN127W18000LA10DMVxxx35Koooo | Indoor Luminaires | High-Bay | High-Bay Luminaires for Commercial and Industrial Buildings |  |  |  | Standard | [16 empty] | 2017-03-15 | Yes | Continuous Dimming to 10% or below | [23 empty] | LLLBCJ | [10 empty] | 16690 | 135.47 | 123.2 | 6.1 | 0.96 | 3500 | 83 | [13 empty] | No | [9 empty] | AC | Updated on 10/31/2019
Solid State Lighting | 5.1 | PCUTDVX5 | Saylite/Texas Fluorescents Reinvented | Saylite | RKCIT48LY52WDMV50K | Indoor Retrofit Kit | Linear Ambient | Retrofit Kits for Direct Linear Ambient Luminaires | Luminaire Specific |  |  | Standard | [16 empty] | 2021-04-28 | Yes | Continuous Dimming to 10% or below | Energy Monitoring, High-end Trim, Autani Energy Center, Avi-on, Douglas Dialog, Enlighted IOT System, Lutron- Vive, McWoing TruBlu, Nedap Luxon, Signify Easysense | Daylight Sensor, Occupancy Sensor, Multifunction Sensor, Integral Sensor Receptacle | 0-10V Analog,DALI,DMX | Zigbee, Bluetooth, Wifi | No | No | Yes | Yes | Yes | Yes | Autani Energy Center, Avi-on, Douglas Dialog, Enlighted IOT System, Lutron- Vive, McWoing TruBlu, Nedap Luxon, Signify Easysense | Yes | Yes | No | Yes | Yes | Yes | No | No | Yes | Yes | Yes |  | BBBFSF | [10 empty] | 7583.9 | 145.844 | 52 | 9.5 | 0.902 | 5000 | 82 | 11 | 82 | 97 | -12 | 4 | 4.0 ft |  |  |  | No | No | No | No | No | [9 empty] | AC |  | 120 | 277 |  |  | 7583.9 | 52
Solid State Lighting | 5.1 | PCV3OEV5 | Saylite/Texas Fluorescents Reinvented | Saylite | S24LY33WD(D,G,DALI,DEXAL,SR)MV50Koooo | Indoor Luminaires | Linear Ambient | Direct Linear Ambient Luminaires |  |  |  | Standard | [16 empty] | 2021-09-30 | Yes | Continuous Dimming to 10% or below | LLLC,Energy Monitoring,High End Trim | Multifunction Sensor, Sensor Receptacle, Daylight Sensing, Occupancy Sensing | 0-10V Analog, DALI, DMX, Phase Cut | Zigbee,Bluetooth,WiFi | No | No | Yes | Yes | Yes | Yes | Autani Energy Center, Avi-on, Douglas Dialog, Enlighted IOT System, Lutron- Vive, McWoing TruBlu, Nedap Luxon, Signify Easysense | Yes | Yes | No | Yes | Yes | Yes | Yes | No | Yes | Yes | Yes | No | RRRWGM | [10 empty] | 5183 | 157.07 | 33 | 13.3 | 0.905 | 5000 | 82 | 11 | 81 | 97 | -12 | 2 |  |  |  |  | No | No | No | No | No | [9 empty] | AC |  | 120 | 277 |  |  | 5183 | 33
Solid State Lighting | 5.1 | PCV84O65 | Saylite/Texas Fluorescents Reinvented | Saylite | 200A296LY70WDMV35Koooo | Indoor Luminaires | Linear Ambient | Direct Linear Ambient Luminaires |  |  |  | Standard | [16 empty] | 2021-11-02 | No | Continuous Dimming to 10% or below | No Control Capability | No Sensor | 0-10V Analog | No Wireless Protocol | No | No | No | No | No | No |  | No | No | No | Yes | No | No | No | No | No | No | No | No | VVVZVR | [10 empty] | 11106 | 158.66 | 70 | 13.2 | 0.898 | 3500 | 84 | 9 | 84 | 97 | -11 | 8 | 8.0 ft |  |  |  | No | No | No | No | No | [9 empty] | AC |  | 120 | 277 |  |  | 11106 | 70
Solid State Lighting | 5.1 | PCVB0RP4 | Saylite/Texas Fluorescents Reinvented | Saylite | (SS,SV,SD,SM)CBF14LY33WDMV50Koooo | Indoor Luminaires | Troffer | 1x4 Luminaires for Ambient Lighting of Interior Commercial Spaces |  |  |  | Standard | [16 empty] | 2021-07-29 | Yes | Continuous Dimming to 10% or below | Autani Energy Center, Avi-on, Douglas Dialog, Enlighted IOT System, Lutron- Vive, McWoing TruBlu, Nedap Luxon, Signify Easysense | Multifunction Sensor,Sensor Receptacle,Daylight Sensor,Occupancy Sensing | 0-10V Analog | Zigbee,Bluetooth,WiFi | No | No | Yes | Yes | Yes | Yes | Autani Energy Center, Avi-on, Douglas Dialog, Enlighted IOT System, Lutron- Vive, McWoing TruBlu, Nedap Luxon, Signify Easysense | No | No | No | Yes | No | No | No |  | Yes | Yes | Yes | No | JJJOWB | [10 empty] | 4360.21 | 132.127 | 33 | 9.7 | 0.913 | 5000 | 82 | 10 | 81 | 96 | -12 | [5 empty] | No | No | No | No | No | [9 empty] | AC |  | 120 | 277 |  |  | 4360.21 | 33
Solid State Lighting | 5 | PCVC1RU7 | Saylite/Texas Fluorescents Reinvented | Saylite | 22CF24W2600LW10DMV40K | Indoor Retrofit Kit | Troffer | Linear Retrofit Kits for 2x2 Luminaires | General Purpose |  |  | Standard | [16 empty] | 2017-02-03 | No | Continuous Dimming to 10% or below | [23 empty] | YYYBLD | [10 empty] | 2624 | 109 | 24 | 8.5 | 0.989 | 4000 | 84 | [13 empty] | No | [9 empty] | AC | Updated on 10/31/2019
Solid State Lighting | 5 | PCVF78E2 | Saylite/Texas Fluorescents Reinvented | Saylite | CBF22LF20W2500LDMV35K | Indoor Luminaires | Troffer | 2x2 Luminaires for Ambient Lighting of Interior Commercial Spaces |  |  |  | Standard | [16 empty] | 2017-02-03 | Yes | Continuous Dimming to 10% or below | [23 empty] | YYYBKW | [10 empty] | 2415 | 120.75 | 20 | 11.1 | 0.91 | 3500 | 84 | [13 empty] | No | [9 empty] | AC | Updated on 10/31/2019
Solid State Lighting | 5.1 | PCW5XXZD | Saylite/Texas Fluorescents Reinvented | Saylite | 207A248LY40WDMV50Koooo | Indoor Luminaires | Linear Ambient | Direct Linear Ambient Luminaires |  |  |  | Standard | [16 empty] | 2021-11-02 | No | Continuous Dimming to 10% or below | No Control Capability | No Sensor | 0-10V Analog | No Wireless Protocol | No | No | No | No | No | No |  | No | No | No | Yes | No | No | No | No | No | No | No | No | VVVZVR | [10 empty] | 6412 | 160.31 | 40 | 13.2 | 0.898 | 5000 | 84 | 13 | 82 | 96 | -12 | 4 | 4.0 ft |  |  |  | No | No | No | No | No | [9 empty] | AC |  | 120 | 277 |  |  | 6412 | 40
Solid State Lighting | 5 | PCX7VZK2 | Saylite/Texas Fluorescents Reinvented | Saylite | 131A24LF35W3650LDMV40K | Indoor Luminaires | Troffer | 2x4 Luminaires for Ambient Lighting of Interior Commercial Spaces |  |  |  | Standard | [16 empty] | 2015-06-02 | No | Continuous Dimming to 10% or below | [23 empty] | KKKWMB | [10 empty] | 4346 | 125.2 | 34.7 | 4.95 | 0.997 | 4000 | 83 | [13 empty] | No | [9 empty] | AC | Updated 9/9/2016, Updated on 10/31/2019
Solid State Lighting | 5 | PCXBJ12T | Saylite/Texas Fluorescents Reinvented | Saylite | UCLL22LF30W3600LDMV40K(WP,EM) | Indoor Luminaires | Troffer | 2x2 Luminaires for Ambient Lighting of Interior Commercial Spaces |  |  |  | Standard | [16 empty] | 2018-05-09 | Yes | Continuous Dimming to 10% or below | [23 empty] | KKKYHA | [10 empty] | 3587 | 113 | 31.5 | 6.8 | 0.984 | 4000 | 84 | [13 empty] | No | [9 empty] | AC | Updated on 10/31/2019
Solid State Lighting | 5 | PCXH39D4 | Saylite/Texas Fluorescents Reinvented | Saylite | 131A22LF20W2300LDMV40K | Indoor Luminaires | Troffer | 2x2 Luminaires for Ambient Lighting of Interior Commercial Spaces |  |  |  | Standard | [16 empty] | 2017-02-03 | No | Continuous Dimming to 10% or below | [23 empty] | YYYBLD | [10 empty] | 2304 | 111 | 20.6 | 8.5 | 0.989 | 4000 | 84 | [13 empty] | No | [9 empty] | AC | Updated on 10/31/2019
Solid State Lighting | 5 | PCZS2V47 | Saylite/Texas Fluorescents Reinvented | Saylite | C48LF35W4900LDMV50K | Indoor Luminaires | Linear Ambient | Direct Linear Ambient Luminaires |  |  |  | Standard | [16 empty] | 2017-02-03 | Yes | Continuous Dimming to 10% or below | [23 empty] | YYYBLC | [10 empty] | 5065 | 144.71 | 35 | 5.07 | 1 | 5000 | 83 |  |  |  |  | 4 | 4.0 ft | [7 empty] | No | [9 empty] | AC | Updated on 10/31/2019
Solid State Lighting | 5.1 | PD0D7BND | Saylite/Texas Fluorescents Reinvented | Saylite | (SS,SV,SD,SM)CBF24LY54WDMV40Koooo | Indoor Luminaires | Troffer | 2x4 Luminaires for Ambient Lighting of Interior Commercial Spaces |  |  |  | Standard | [16 empty] | 2021-07-29 | Yes | Continuous Dimming to 10% or below | Autani Energy Center, Avi-on, Douglas Dialog, Enlighted IOT System, Lutron- Vive, McWoing TruBlu, Nedap Luxon, Signify Easysense | Multifunction Sensor,Sensor Receptacle,Daylight Sensor,Occupancy Sensing | 0-10V Analog | Zigbee,Bluetooth,WiFi | No | No | Yes | Yes | Yes | Yes | Autani Energy Center, Avi-on, Douglas Dialog, Enlighted IOT System, Lutron- Vive, McWoing TruBlu, Nedap Luxon, Signify Easysense | No | No | No | Yes | No | No | No |  | Yes | Yes | Yes | No | JJJOWB | [10 empty] | 7400.98 | 138.933 | 53.27 | 10.3 | 0.953 | 4000 | 83 | 8 | 84 | 97 | -11 | [5 empty] | No | No | No | No | No | [9 empty] | AC |  | 120 | 277 |  |  | 7400.98 | 53.27
Solid State Lighting | 5.1 | PD0SX8RP | Saylite/Texas Fluorescents Reinvented | Saylite | S96LY40WD(D,G,DALI,DEXAL,SR)MV50Koooo | Indoor Luminaires | Linear Ambient | Direct Linear Ambient Luminaires |  |  |  | Standard | [16 empty] | 2021-09-30 | Yes | Continuous Dimming to 10% or below | LLLC,Energy Monitoring,High End Trim | Multifunction Sensor, Sensor Receptacle, Daylight Sensing, Occupancy Sensing | 0-10V Analog, DALI, DMX, Phase Cut | Zigbee,Bluetooth,WiFi | No | No | Yes | Yes | Yes | Yes | Autani Energy Center, Avi-on, Douglas Dialog, Enlighted IOT System, Lutron- Vive, McWoing TruBlu, Nedap Luxon, Signify Easysense | Yes | Yes | No | Yes | Yes | Yes | Yes | No | Yes | Yes | Yes | No | RRRWGM | [10 empty] | 6807 | 170.17 | 40 | 13.2 | 0.898 | 5000 | 82 | 10 | 81 | 97 | -12 | 8 |  |  |  |  | No | No | No | No | No | [9 empty] | AC |  | 120 | 277 |  |  | 6807 | 40
Solid State Lighting | 5 | PD2GGH4R | Saylite/Texas Fluorescents Reinvented | Saylite | RSR96LT60W6900LDMVxxx35K | Indoor Retrofit Kit | Linear Ambient | Retrofit Kits for Direct Linear Ambient Luminaires | General Purpose |  |  | Standard | [16 empty] | 2017-06-12 | Yes | Continuous Dimming to 10% or below | [23 empty] | EAEEZR | [10 empty] | 7374 | 124.56 | 59.2 | 12 | 0.93 | 3500 | 84 | [13 empty] | No | [9 empty] | AC | Updated on 10/31/2019
Solid State Lighting | 5 | PD337PYF | Saylite/Texas Fluorescents Reinvented | Saylite | CBF22LF30W3600LDMV40K | Indoor Luminaires | Troffer | 2x2 Luminaires for Ambient Lighting of Interior Commercial Spaces |  |  |  | Standard | [16 empty] | 2017-02-03 | Yes | Continuous Dimming to 10% or below | [23 empty] | YYYBKW | [10 empty] | 3606 | 113.22 | 31.85 | 11.1 | 0.96 | 4000 | 84 | [13 empty] | No | [9 empty] | AC | Updated on 10/31/2019
Solid State Lighting | 5 | PD35UZKS | Saylite/Texas Fluorescents Reinvented | Saylite | 209A24LF12W1600LDMV50K | Indoor Luminaires | Linear Ambient | Direct Linear Ambient Luminaires |  |  |  | Standard | [16 empty] | 2017-03-24 | Yes | Continuous Dimming to 10% or below | [23 empty] | VAVWHW | [10 empty] | 1715 | 137.2 | 12.5 | 13.1 | 0.98 | 5000 | 83 |  |  |  |  | 2 | 2.0 ft | [7 empty] | No | [9 empty] | AC | Updated on 10/31/2019
Solid State Lighting | 5.1 | PD3PRNAY | Saylite/Texas Fluorescents Reinvented | Saylite | C48LY54WD(D,G,DALI,DEXAL,SR)MV50Koooo | Indoor Luminaires | Linear Ambient | Direct Linear Ambient Luminaires |  |  |  | Standard | [16 empty] | 2021-09-30 | Yes | Continuous Dimming to 10% or below | LLLC,Energy Monitoring,High End Trim | Multifunction Sensor, Sensor Receptacle, Daylight Sensing, Occupancy Sensing | 0-10V Analog, DALI, DMX, Phase Cut | Zigbee,Bluetooth,WiFi | No | No | Yes | Yes | Yes | Yes | Autani Energy Center, Avi-on, Douglas Dialog, Enlighted IOT System, Lutron- Vive, McWoing TruBlu, Nedap Luxon, Signify Easysense | Yes | Yes | No | Yes | Yes | Yes | Yes | No | Yes | Yes | Yes | No | RRRWGM | [10 empty] | 8557 | 160.42 | 53.34 | 10 | 0.994 | 5000 | 82 | 10 | 81 | 97 | -12 | 4 |  |  |  |  | No | No | No | No | No | [9 empty] | AC |  | 120 | 277 |  |  | 8557 | 53.34
Solid State Lighting | 5.1 | PD4BZFOA | Saylite/Texas Fluorescents Reinvented | Saylite | (SS,SV,SD,SM)UCLL22LY15W(D,G,DALI,DEXAL,SR)(MV or 120)50Koooo | Indoor Luminaires | Troffer | 2x2 Luminaires for Ambient Lighting of Interior Commercial Spaces |  |  |  | Premium | [16 empty] | 2021-07-29 | Yes | Continuous Dimming to 10% or below | Autani Energy Center, Avi-on, Douglas Dialog, Enlighted IOT System, Lutron- Vive, McWoing TruBlu, Nedap Luxon, Signify Easysense | Multifunction Sensor,Sensor Receptacle,Daylight Sensor,Occupancy Sensing | 0-10V Analog,DALI,DMX | Zigbee,Bluetooth,WiFi | No | No | Yes | Yes | Yes | Yes | Autani Energy Center, Avi-on, Douglas Dialog, Enlighted IOT System, Lutron- Vive, McWoing TruBlu, Nedap Luxon, Signify Easysense | No | No | No | Yes | Yes | Yes | No |  | Yes | Yes | Yes | No | JJJOWA | [10 empty] | 2143.39 | 138.194 | 15.51 | 11.3 | 0.909 | 5000 | 83 | 11 | 83 | 95 | -12 | [5 empty] | No | No | No | No | No | [9 empty] | AC |  | 120 | 277 |  |  | 2143.39 | 15.51
Solid State Lighting | 5.1 | PD70DZHS | Saylite/Texas Fluorescents Reinvented | Saylite | 209A96LY40WDMV30Koooo | Indoor Luminaires | Linear Ambient | Direct Linear Ambient Luminaires |  |  |  | Standard | [16 empty] | 2021-11-02 | No | Continuous Dimming to 10% or below | No Control Capability | No Sensor | 0-10V Analog | No Wireless Protocol | No | No | No | No | No | No |  | No | No | No | Yes | No | No | No | No | No | No | No | No | VVVZVR | [10 empty] | 6195 | 154.87 | 40 | 9.2 | 0.916 | 3000 | 84 | 10 | 84 | 97 | -11 | 8 | 8.0 ft |  |  |  | No | No | No | No | No | [9 empty] | AC |  | 120 | 277 |  |  | 6195 | 40
Solid State Lighting | 5 | PD7F5FRJ | Saylite/Texas Fluorescents Reinvented | Saylite | 555A48LF30W4100LDMV40K | Indoor Luminaires | Linear Ambient | Direct Linear Ambient Luminaires |  |  |  | Standard | [16 empty] | 2017-02-03 | Yes | Continuous Dimming to 10% or below | [23 empty] | YYYBKU | [10 empty] | 4066.22 | 138.92 | 29.27 | 18.1 | 0.91 | 4000 | 82 |  |  |  |  | 4 | 4.0 ft | [7 empty] | No | [9 empty] | AC | Only qualified in ceiling-mounted configuration, Updated on 10/31/2019
Solid State Lighting | 5 | PD91KUO7 | Saylite/Texas Fluorescents Reinvented | Fleco Industries | HILFR48LX200W30000LDMV30Koooo (except WG) | Indoor Luminaires | High-Bay | High-Bay Luminaires for Commercial and Industrial Buildings |  |  |  | Premium | [16 empty] | 2020-06-23 | Yes | Continuous Dimming to 10% or below | [23 empty] | TTTVRK | [10 empty] | 28120 | 140.6 | 200 | 8.45 | 0.978 | 3000 | 83 | [13 empty] | No | [9 empty] | AC |  | 120 | 277 |  |  | 28120 | 200
Solid State Lighting | 5 | PD9XZAEF | Saylite/Texas Fluorescents Reinvented | Saylite | CBF22LF40W4700LDMV30K | Indoor Luminaires | Troffer | 2x2 Luminaires for Ambient Lighting of Interior Commercial Spaces |  |  |  | Standard | [16 empty] | 2017-02-03 | Yes | Continuous Dimming to 10% or below | [23 empty] | YYYBKZ | [10 empty] | 4460 | 111.5 | 40 | 7.9 | 0.99 | 3000 | 83 | [6 empty] | TRUE | [6 empty] | No | [9 empty] | AC | Updated on 10/31/2019
Solid State Lighting | 5 | PDA6V4KH | Saylite/Texas Fluorescents Reinvented | Saylite | C96LFRF48W6000LDMV50K | Indoor Luminaires | Linear Ambient | Direct Linear Ambient Luminaires |  |  |  | Standard | [16 empty] | 2017-02-03 | Yes | Continuous Dimming to 10% or below | [23 empty] | YYYBLC | [10 empty] | 6130 | 127.71 | 48 | 5.14 | 1 | 5000 | 83 |  |  |  |  | 8 | 8.0 ft | [7 empty] | No | [9 empty] | AC | Updated on 10/31/2019
Solid State Lighting | 5.1 | PDAQYF86 | Saylite/Texas Fluorescents Reinvented | Saylite | S48LFRY50WD(D,G,DALI,DEXAL,SR)MV30Koooo | Indoor Luminaires | Linear Ambient | Direct Linear Ambient Luminaires |  |  |  | Standard | [16 empty] | 2021-09-30 | Yes | Continuous Dimming to 10% or below | LLLC,Energy Monitoring,High End Trim | Multifunction Sensor, Sensor Receptacle, Daylight Sensing, Occupancy Sensing | 0-10V Analog, DALI, DMX, Phase Cut | Zigbee,Bluetooth,WiFi | No | No | Yes | Yes | Yes | Yes | Autani Energy Center, Avi-on, Douglas Dialog, Enlighted IOT System, Lutron- Vive, McWoing TruBlu, Nedap Luxon, Signify Easysense | Yes | Yes | No | Yes | Yes | Yes | Yes | No | Yes | Yes | Yes | No | RRRWGM | [10 empty] | 6993 | 139.85 | 50 | 13.2 | 0.898 | 3000 | 84 | 9 | 83 | 98 | -11 | 4 |  |  |  |  | No | No | No | No | No | [9 empty] | AC |  | 120 | 277 |  |  | 6993 | 50
Solid State Lighting | 5 | PDAT6S4X | Saylite/Texas Fluorescents Reinvented | Saylite | FPELP24LED50DMVWH50 | Indoor Luminaires | Troffer | 2x4 Luminaires for Ambient Lighting of Interior Commercial Spaces |  |  |  | Standard | [16 empty] | 2016-09-15 | No | Continuous Dimming to 10% or below | [23 empty] | WWWAMI | [10 empty] | 6250 | 126 | 50 | 18.35 | 0.9146 | 5000 | 80.3 | [13 empty] | No | [9 empty] | AC | X is placeholder for the edge of the pabel that doesn't affect performance, Updated on 10/31/2019
Solid State Lighting | 5 | PDB68KR3 | Saylite/Texas Fluorescents Reinvented | Saylite | C24LFRF18W2300LDMV40K | Indoor Luminaires | Linear Ambient | Direct Linear Ambient Luminaires |  |  |  | Standard | [16 empty] | 2017-03-24 | Yes | Continuous Dimming to 10% or below | [23 empty] | VAVWHV | [10 empty] | 2300 | 123.39 | 18.64 | 10.5 | 0.99 | 4000 | 83 |  |  |  |  | 2 | 2.0 ft | [7 empty] | No | [9 empty] | AC | Updated on 10/31/2019
Solid State Lighting | 5.1 | PDBOZNAT | Saylite/Texas Fluorescents Reinvented | Saylite | RKCIT96LY108WDMV30K | Indoor Retrofit Kit | Linear Ambient | Retrofit Kits for Direct Linear Ambient Luminaires | Luminaire Specific |  |  | Standard | [16 empty] | 2021-04-28 | Yes | Continuous Dimming to 10% or below | Energy Monitoring, High-end Trim, Autani Energy Center, Avi-on, Douglas Dialog, Enlighted IOT System, Lutron- Vive, McWoing TruBlu, Nedap Luxon, Signify Easysense | Daylight Sensor, Occupancy Sensor, Multifunction Sensor, Integral Sensor Receptacle | 0-10V Analog,DALI,DMX | Zigbee, Bluetooth, Wifi | No | No | Yes | Yes | Yes | Yes | Autani Energy Center, Avi-on, Douglas Dialog, Enlighted IOT System, Lutron- Vive, McWoing TruBlu, Nedap Luxon, Signify Easysense | Yes | Yes | No | Yes | Yes | Yes | No | No | Yes | Yes | Yes |  | BBBFSF | [10 empty] | 14157.4 | 134.448 | 105.3 | 9.5 | 0.902 | 3000 | 84 | 10 | 84 | 98 | -11 | 8 | 8.0 ft |  |  |  | No | No | No | No | No | [9 empty] | AC |  | 120 | 277 |  |  | 14157.4 | 105.3
Solid State Lighting | 5 | PDBRYN1B | Saylite/Texas Fluorescents Reinvented | Saylite | CBF22LF30W3600LDMV50K | Indoor Luminaires | Troffer | 2x2 Luminaires for Ambient Lighting of Interior Commercial Spaces |  |  | TRUE | Standard |  |  | 3243.6 | 112.6 | 28.8 | 7.9 | 0.993 | 5208 | 84 | [5 empty] | 5 | 50000 | 2017-02-03 | Yes | Continuous Dimming to 10% or below | [23 empty] | YYYBKW | [10 empty] | 3714 | 116.61 | 31.85 | 11.1 | 0.96 | 5000 | 84 | [13 empty] | No | [9 empty] | AC | Updated on 10/31/2019
Solid State Lighting | 5.1 | PDBUS06Z | Saylite/Texas Fluorescents Reinvented | Saylite | (SS,SV,SD,SM)UCLL24LY20W(D,G,DALI,DEXAL,SR)(MV or 120)40Koooo | Indoor Luminaires | Troffer | 2x4 Luminaires for Ambient Lighting of Interior Commercial Spaces |  |  |  | Premium | [16 empty] | 2021-07-29 | Yes | Continuous Dimming to 10% or below | Autani Energy Center, Avi-on, Douglas Dialog, Enlighted IOT System, Lutron- Vive, McWoing TruBlu, Nedap Luxon, Signify Easysense | Multifunction Sensor,Sensor Receptacle,Daylight Sensor,Occupancy Sensing | 0-10V Analog,DALI,DMX | Zigbee,Bluetooth,WiFi | No | No | Yes | Yes | Yes | Yes | Autani Energy Center, Avi-on, Douglas Dialog, Enlighted IOT System, Lutron- Vive, McWoing TruBlu, Nedap Luxon, Signify Easysense | No | No | No | Yes | Yes | Yes | No |  | Yes | Yes | Yes | No | JJJOWA | [10 empty] | 3079.74 | 153.987 | 20 | 11.2 | 0.949 | 4000 | 83 | 8 | 83 | 98 | -11 | [5 empty] | No | No | No | No | No | [9 empty] | AC |  | 120 | 277 |  |  | 3079.74 | 20
Solid State Lighting | 5.1 | PDC3LYP3 | Saylite/Texas Fluorescents Reinvented | Saylite | CITE48LFRY20WDMV50K | Indoor Luminaires | Linear Ambient | Direct Linear Ambient Luminaires |  |  |  | Standard | [16 empty] | 2021-04-28 | Yes | Continuous Dimming to 10% or below | Energy Monitoring, High-end Trim, Autani Energy Center, Avi-on, Douglas Dialog, Enlighted IOT System, Lutron- Vive, McWoing TruBlu, Nedap Luxon, Signify Easysense | Daylight Sensor, Occupancy Sensor, Multifunction Sensor, Integral Sensor Receptacle | 0-10V Analog,DALI,DMX | Zigbee, Bluetooth, Wifi | No | No | Yes | Yes | Yes | Yes | Autani Energy Center, Avi-on, Douglas Dialog, Enlighted IOT System, Lutron- Vive, McWoing TruBlu, Nedap Luxon, Signify Easysense | Yes | Yes | No | Yes | Yes | Yes | No | No | Yes | Yes | Yes |  | BBBFSF | [10 empty] | 3200.43 | 160.021 | 20 | 9.5 | 0.902 | 5000 | 82 | 11 | 82 | 97 | -12 | 4 | 4.0 ft |  |  |  | No | No | No | No | No | [9 empty] | AC |  | 120 | 277 |  |  | 3200.43 | 20
Solid State Lighting | 5 | PDC5CU78 | Saylite/Texas Fluorescents Reinvented | Saylite | 209A24LF30W3600LDMV50K | Indoor Luminaires | Linear Ambient | Direct Linear Ambient Luminaires |  |  |  | Standard | [16 empty] | 2017-03-24 | Yes | Continuous Dimming to 10% or below | [23 empty] | VAVWHW | [10 empty] | 3742 | 118.79 | 31.5 | 7.84 | 1 | 5000 | 83 |  |  |  |  | 2 | 2.0 ft | [7 empty] | No | [9 empty] | AC | Updated on 10/31/2019
Solid State Lighting | 5 | PDDEF3ME | Saylite/Texas Fluorescents Reinvented | Saylite | LXT24L52W5800LDMV40K | Indoor Luminaires | Troffer | 2x4 Luminaires for Ambient Lighting of Interior Commercial Spaces |  |  |  | Standard | [16 empty] | 2014-10-28 | Not Yet Verified | Continuous Dimming above 10% | [23 empty] | KKKMQD | [10 empty] | 5827 | 111.9 | 52 |  |  | 4000 | 84.4 | [13 empty] | No | [9 empty] | AC | Updated on 10/31/2019
Solid State Lighting | 5.1 | PDDTX0D2 | Saylite/Texas Fluorescents Reinvented | Saylite | S48LFRY25WD(D,G,DALI,DEXAL,SR)MV35Koooo | Indoor Luminaires | Linear Ambient | Direct Linear Ambient Luminaires |  |  |  | Standard | [16 empty] | 2021-09-30 | Yes | Continuous Dimming to 10% or below | LLLC,Energy Monitoring,High End Trim | Multifunction Sensor, Sensor Receptacle, Daylight Sensing, Occupancy Sensing | 0-10V Analog, DALI, DMX, Phase Cut | Zigbee,Bluetooth,WiFi | No | No | Yes | Yes | Yes | Yes | Autani Energy Center, Avi-on, Douglas Dialog, Enlighted IOT System, Lutron- Vive, McWoing TruBlu, Nedap Luxon, Signify Easysense | Yes | Yes | No | Yes | Yes | Yes | Yes | No | Yes | Yes | Yes | No | RRRWGM | [10 empty] | 3853 | 154.12 | 25 | 13.2 | 0.898 | 3500 | 84 | 9 | 83 | 98 | -11 | 4 |  |  |  |  | No | No | No | No | No | [9 empty] | AC |  | 120 | 277 |  |  | 3853 | 25
Solid State Lighting | 5 | PDDY1STY | Saylite/Texas Fluorescents Reinvented | Fleco Industries | HILFR24LX135W20000LDMV50Koooo (except WG) | Indoor Luminaires | High-Bay | High-Bay Luminaires for Commercial and Industrial Buildings |  |  |  | Premium | [16 empty] | 2020-06-23 | Yes | Continuous Dimming to 10% or below | [23 empty] | TTTVRK | [10 empty] | 19895 | 147.37 | 135 | 9.3 | 0.97 | 5000 | 83 | [13 empty] | No | [9 empty] | AC |  | 120 | 277 |  |  | 19895 | 135
Solid State Lighting | 5.1 | PDESA61J | Saylite/Texas Fluorescents Reinvented | Saylite | S24LFRY15WD(D,G,DALI,DEXAL,SR)MV50Koooo | Indoor Luminaires | Linear Ambient | Direct Linear Ambient Luminaires |  |  |  | Standard | [16 empty] | 2021-09-30 | Yes | Continuous Dimming to 10% or below | LLLC,Energy Monitoring,High End Trim | Multifunction Sensor, Sensor Receptacle, Daylight Sensing, Occupancy Sensing | 0-10V Analog, DALI, DMX, Phase Cut | Zigbee,Bluetooth,WiFi | No | No | Yes | Yes | Yes | Yes | Autani Energy Center, Avi-on, Douglas Dialog, Enlighted IOT System, Lutron- Vive, McWoing TruBlu, Nedap Luxon, Signify Easysense | Yes | Yes | No | Yes | Yes | Yes | Yes | No | Yes | Yes | Yes | No | RRRWGM | [10 empty] | 2345 | 152.64 | 15.36 | 13.4 | 0.904 | 5000 | 83 | 12 | 82 | 97 | -12 | 2 |  |  |  |  | No | No | No | No | No | [9 empty] | AC |  | 120 | 277 |  |  | 2345 | 15.36
Solid State Lighting | 5.1 | PDFB0ODV | Saylite/Texas Fluorescents Reinvented | Saylite | CITE48LFRY40WDMV30K | Indoor Luminaires | Linear Ambient | Direct Linear Ambient Luminaires |  |  |  | Standard | [16 empty] | 2021-04-28 | Yes | Continuous Dimming to 10% or below | Energy Monitoring, High-end Trim, Autani Energy Center, Avi-on, Douglas Dialog, Enlighted IOT System, Lutron- Vive, McWoing TruBlu, Nedap Luxon, Signify Easysense | Daylight Sensor, Occupancy Sensor, Multifunction Sensor, Integral Sensor Receptacle | 0-10V Analog,DALI,DMX | Zigbee, Bluetooth, Wifi | No | No | Yes | Yes | Yes | Yes | Autani Energy Center, Avi-on, Douglas Dialog, Enlighted IOT System, Lutron- Vive, McWoing TruBlu, Nedap Luxon, Signify Easysense | Yes | Yes | No | Yes | Yes | Yes | No | No | Yes | Yes | Yes |  | BBBFSF | [10 empty] | 5789.26 | 144.732 | 40 | 9.5 | 0.902 | 3000 | 84 | 10 | 84 | 98 | -11 | 4 | 4.0 ft |  |  |  | No | No | No | No | No | [9 empty] | AC |  | 120 | 277 |  |  | 5789.26 | 40
Solid State Lighting | 5.1 | PDFIOJF1 | Saylite/Texas Fluorescents Reinvented | Saylite | 209A96LY108WDMV35Koooo | Indoor Luminaires | Linear Ambient | Direct Linear Ambient Luminaires |  |  |  | Standard | [16 empty] | 2021-11-02 | No | Continuous Dimming to 10% or below | No Control Capability | No Sensor | 0-10V Analog | No Wireless Protocol | No | No | No | No | No | No |  | No | No | No | Yes | No | No | No | No | No | No | No | No | VVVZVR | [10 empty] | 16220 | 151.96 | 106.7 | 13.2 | 0.898 | 3500 | 83 | 8 | 84 | 97 | -11 | 8 | 8.0 ft |  |  |  | No | No | No | No | No | [9 empty] | AC |  | 120 | 277 |  |  | 16220 | 106.7
Solid State Lighting | 5.1 | PDGCGAKG | Saylite/Texas Fluorescents Reinvented | Saylite | S96LY90WD(D,G,DALI,DEXAL,SR)MV30Koooo | Indoor Luminaires | Linear Ambient | Direct Linear Ambient Luminaires |  |  |  | Standard | [16 empty] | 2021-09-30 | Yes | Continuous Dimming to 10% or below | LLLC,Energy Monitoring,High End Trim | Multifunction Sensor, Sensor Receptacle, Daylight Sensing, Occupancy Sensing | 0-10V Analog, DALI, DMX, Phase Cut | Zigbee,Bluetooth,WiFi | No | No | Yes | Yes | Yes | Yes | Autani Energy Center, Avi-on, Douglas Dialog, Enlighted IOT System, Lutron- Vive, McWoing TruBlu, Nedap Luxon, Signify Easysense | Yes | Yes | No | Yes | Yes | Yes | Yes | No | Yes | Yes | Yes | No | RRRWGM | [10 empty] | 13855 | 153.95 | 90 | 10 | 0.994 | 3000 | 83 | 8 | 83 | 98 | -11 | 8 |  |  |  |  | No | No | No | No | No | [9 empty] | AC |  | 120 | 277 |  |  | 13855 | 90
Solid State Lighting | 5 | PDGI08DF | Saylite/Texas Fluorescents Reinvented | Fleco Industries | HILFR48LX340W50000LDMV40Koooo (except WG) | Indoor Luminaires | High-Bay | High-Bay Luminaires for Commercial and Industrial Buildings |  |  |  | Premium | [16 empty] | 2020-06-23 | Yes | Continuous Dimming to 10% or below | [23 empty] | TTTVRK | [10 empty] | 49450 | 145.441 | 340 | 9.71 | 0.975 | 4000 | 83 | [13 empty] | No | [9 empty] | AC |  | 120 | 277 |  |  | 49450 | 340
Solid State Lighting | 5.1 | PDHKUYTQ | Saylite/Texas Fluorescents Reinvented | Saylite | S96LFRY100WD(D,G,DALI,DEXAL,SR)MV40Koooo | Indoor Luminaires | Linear Ambient | Direct Linear Ambient Luminaires |  |  |  | Standard | [16 empty] | 2021-09-30 | Yes | Continuous Dimming to 10% or below | LLLC,Energy Monitoring,High End Trim | Multifunction Sensor, Sensor Receptacle, Daylight Sensing, Occupancy Sensing | 0-10V Analog, DALI, DMX, Phase Cut | Zigbee,Bluetooth,WiFi | No | No | Yes | Yes | Yes | Yes | Autani Energy Center, Avi-on, Douglas Dialog, Enlighted IOT System, Lutron- Vive, McWoing TruBlu, Nedap Luxon, Signify Easysense | Yes | Yes | No | Yes | Yes | Yes | Yes | No | Yes | Yes | Yes | No | RRRWGM | [10 empty] | 14969 | 149.69 | 100 | 13.2 | 0.898 | 4000 | 84 | 9 | 83 | 98 | -11 | 8 |  |  |  |  | No | No | No | No | No | [9 empty] | AC |  | 120 | 277 |  |  | 14969 | 100
Solid State Lighting | 5.1 | PDHNGYGR | Saylite/Texas Fluorescents Reinvented | Saylite | 207A248LY15WDMV40Koooo | Indoor Luminaires | Linear Ambient | Direct Linear Ambient Luminaires |  |  |  | Standard | [16 empty] | 2021-11-02 | No | Continuous Dimming to 10% or below | No Control Capability | No Sensor | 0-10V Analog | No Wireless Protocol | No | No | No | No | No | No |  | No | No | No | Yes | No | No | No | No | No | No | No | No | VVVZVR | [10 empty] | 2520 | 166.19 | 15.2 | 9.2 | 0.916 | 4000 | 84 | 10 | 84 | 97 | -11 | 4 | 4.0 ft |  |  |  | No | No | No | No | No | [9 empty] | AC |  | 120 | 277 |  |  | 2520 | 15.2
Solid State Lighting | 5 | PDIRF4SR | Saylite/Texas Fluorescents Reinvented | Fleco Industries | HILFR48LX135W20000LDMV40Koooo (except WG) | Indoor Luminaires | High-Bay | High-Bay Luminaires for Commercial and Industrial Buildings |  |  |  | Premium | [16 empty] | 2020-06-23 | Yes | Continuous Dimming to 10% or below | [23 empty] | TTTVRK | [10 empty] | 20510 | 151.926 | 135 | 11.16 | 0.966 | 4000 | 83 | [13 empty] | No | [9 empty] | AC |  | 120 | 277 |  |  | 20510 | 135
Solid State Lighting | 5 | PDJ1G8MP | Saylite/Texas Fluorescents Reinvented | Saylite | HIS24LFR165W21450LDMV40K | Indoor Luminaires | High-Bay | High-Bay Luminaires for Commercial and Industrial Buildings |  |  | TRUE | Premium |  |  | 21786 | 132.68 | 164.2 | 8.1 | 0.9645 | 3984 | 83.3 | [5 empty] | 5 | 50000 | 2017-01-17 | No | Continuous Dimming to 10% or below | [23 empty] | YYYBHR | [10 empty] | 21786 | 132.68 | 164.2 | 8.1 | 0.96 | 4000 | 83.3 | [13 empty] | No | [9 empty] | AC | Updated on 10/31/2019
Solid State Lighting | 5 | PDJNJT6T | Saylite/Texas Fluorescents Reinvented | Saylite | ILI24L52W5550LDMV40K | Indoor Luminaires | Troffer | 2x4 Luminaires for Ambient Lighting of Interior Commercial Spaces |  |  |  | Standard | [16 empty] | 2014-10-28 | Not Yet Verified | Continuous Dimming above 10% | [23 empty] | KKKMQB | [10 empty] | 5567 | 107.1 | 52 |  |  | 4000 | 84.4 | [13 empty] | No | [9 empty] | AC | Updated on 10/31/2019
Solid State Lighting | 5 | PDK5BQE8 | Saylite/Texas Fluorescents Reinvented | Saylite | UCLL24LJ57W6800LDMV30K | Indoor Luminaires | Troffer | 2x4 Luminaires for Ambient Lighting of Interior Commercial Spaces |  |  |  | Standard | [16 empty] | 2018-07-18 | Not Yet Verified | Continuous Dimming to 10% or below | [23 empty] | ZZZBZX | [10 empty] | 6768 | 120.64 | 56.1 | 4.4 | 0.97 | 3000 | 82 | [6 empty] | TRUE | [6 empty] | No | [9 empty] | AC | Updated on 10/31/2019
Solid State Lighting | 5.1 | PDKM0P87 | Saylite/Texas Fluorescents Reinvented | Saylite | 200A248LY35WDMV50Koooo | Indoor Luminaires | Linear Ambient | Direct Linear Ambient Luminaires |  |  |  | Standard | [16 empty] | 2021-11-02 | No | Continuous Dimming to 10% or below | No Control Capability | No Sensor | 0-10V Analog | No Wireless Protocol | No | No | No | No | No | No |  | No | No | No | Yes | No | No | No | No | No | No | No | No | VVVZVR | [10 empty] | 5671 | 162.02 | 35 | 13.2 | 0.898 | 5000 | 84 | 13 | 82 | 96 | -12 | 4 | 4.0 ft |  |  |  | No | No | No | No | No | [9 empty] | AC |  | 120 | 277 |  |  | 5671 | 35
Solid State Lighting | 5 | PDLFZZHZ | Saylite/Texas Fluorescents Reinvented | Saylite | 131A14LJ28W3500LDMV30K | Indoor Luminaires | Troffer | 1x4 Luminaires for Ambient Lighting of Interior Commercial Spaces |  |  | TRUE | Standard |  |  | 3228 | 117.8 | 27.4 | 12 | 0.92 | 3120 | 83 | [5 empty] | 5 | 50000 | 2018-05-25 | Yes | Continuous Dimming to 10% or below | [23 empty] | LLLBNI | [10 empty] | 3243 | 117.076 | 27.7 | 4.9 | 0.97 | 3000 | 83 | [6 empty] | TRUE | [6 empty] | No | [9 empty] | AC | Updated on 10/31/2019
Solid State Lighting | 5 | PDMP5BAR | Saylite/Texas Fluorescents Reinvented | Saylite | C48LFRF35W4500LDMV40K | Indoor Luminaires | Linear Ambient | Direct Linear Ambient Luminaires |  |  |  | Standard | [16 empty] | 2017-02-03 | Yes | Continuous Dimming to 10% or below | [23 empty] | YYYBLC | [10 empty] | 4525 | 129.29 | 35 | 5.14 | 1 | 4000 | 84 |  |  |  |  | 4 | 4.0 ft | [7 empty] | No | [9 empty] | AC | Updated on 10/31/2019
Solid State Lighting | 5.1 | PDNE6B66 | Saylite/Texas Fluorescents Reinvented | Saylite | 209A24LY20WDMV40Koooo | Indoor Luminaires | Linear Ambient | Direct Linear Ambient Luminaires |  |  |  | Standard | [16 empty] | 2021-11-02 | No | Continuous Dimming to 10% or below | No Control Capability | No Sensor | 0-10V Analog | No Wireless Protocol | No | No | No | No | No | No |  | No | No | No | Yes | No | No | No | No | No | No | No | No | VVVZVR | [10 empty] | 2742 | 137.08 | 20 | 9.6 | 0.909 | 4000 | 85 | 14 | 84 | 98 | -10 | 2 | 2.0 ft |  |  |  | No | No | No | No | No | [9 empty] | AC |  | 120 | 277 |  |  | 2742 | 20
Solid State Lighting | 5 | PDNVENTS | Saylite/Texas Fluorescents Reinvented | Saylite | 209A48LF48W4800LDMV30K | Indoor Luminaires | Troffer | 1x4 Luminaires for Ambient Lighting of Interior Commercial Spaces |  |  |  | Standard | [16 empty] | 2015-08-24 | Not Yet Verified | Continuous Dimming to 10% or below | [23 empty] | UUUUTB | [10 empty] | 5107 | 106 | 48 | 20 | 0.9 | 3000 | 85 | [6 empty] | TRUE | [6 empty] | No | [9 empty] | AC | Updated on 10/31/2019
Solid State Lighting | 5 | PDNW296V | Saylite/Texas Fluorescents Reinvented | Saylite | 209A24LF12W1600LDMV40K | Indoor Luminaires | Linear Ambient | Direct Linear Ambient Luminaires |  |  |  | Standard | [16 empty] | 2017-03-24 | Yes | Continuous Dimming to 10% or below | [23 empty] | VAVWHW | [10 empty] | 1665 | 133.2 | 12.5 | 13.1 | 0.98 | 4000 | 84 |  |  |  |  | 2 | 2.0 ft | [7 empty] | No | [9 empty] | AC | Updated on 10/31/2019
Solid State Lighting | 5 | PDOU0UE0 | Saylite/Texas Fluorescents Reinvented | Saylite | UCLL22LJ24W2700LDMV50K | Indoor Luminaires | Troffer | 2x2 Luminaires for Ambient Lighting of Interior Commercial Spaces |  |  |  | Standard | [16 empty] | 2018-07-18 | Not Yet Verified | Continuous Dimming to 10% or below | [23 empty] | ZZZBZX | [10 empty] | 2771.38 | 115.47 | 24 | 14 | 0.89 | 5000 | 82 | [13 empty] | No | [9 empty] | AC | Updated on 10/31/2019
Solid State Lighting | 5 | PDS1K8N9 | Saylite/Texas Fluorescents Reinvented | Saylite | 209A48LF23W2650LDMV30K | Indoor Luminaires | Troffer | 1x4 Luminaires for Ambient Lighting of Interior Commercial Spaces |  |  | TRUE | Standard |  |  | 2646 | 115 | 23 | 6.29 | 0.934 | 3110 | 85 | [5 empty] | 5 | 50000 | 2015-08-24 | Not Yet Verified | Continuous Dimming to 10% or below | [23 empty] | UUUUTB | [10 empty] | 2646 | 115 | 23 | 20 | 0.9 | 3000 | 85 | [6 empty] | TRUE | [6 empty] | No | [9 empty] | AC | Updated on 10/31/2019
Solid State Lighting | 5.1 | PDSC3WNS | Saylite/Texas Fluorescents Reinvented | Saylite | (SS,SV,SD,SM)CBF22LY33WDMV50Koooo | Indoor Luminaires | Troffer | 2x2 Luminaires for Ambient Lighting of Interior Commercial Spaces |  |  | TRUE | Standard |  | 120 | 4312 | 129.5 | 33.29 | 4.6 | 0.996 | 4998 | 83 | 11 | 81 | 96 | -12 | 0.0028 | 5 |  | 2021-07-29 | Yes | Continuous Dimming to 10% or below | Autani Energy Center, Avi-on, Douglas Dialog, Enlighted IOT System, Lutron- Vive, McWoing TruBlu, Nedap Luxon, Signify Easysense | Multifunction Sensor,Sensor Receptacle,Daylight Sensor,Occupancy Sensing | 0-10V Analog | Zigbee,Bluetooth,WiFi | No | No | Yes | Yes | Yes | Yes | Autani Energy Center, Avi-on, Douglas Dialog, Enlighted IOT System, Lutron- Vive, McWoing TruBlu, Nedap Luxon, Signify Easysense | No | No | No | Yes | No | No | No |  | Yes | Yes | Yes | No | JJJOWB | [10 empty] | 4257.77 | 130.048 | 32.74 | 11.3 | 0.909 | 5000 | 83 | 11 | 81 | 96 | -12 | [5 empty] | No | No | No | No | No | [9 empty] | AC |  | 120 | 277 |  |  | 4257.77 | 32.74
Solid State Lighting | 5.1 | PDSCBDGS | Saylite/Texas Fluorescents Reinvented | Saylite | C96LY100WD(D,G,DALI,DEXAL,SR)MV40Koooo | Indoor Luminaires | Linear Ambient | Direct Linear Ambient Luminaires |  |  |  | Standard | [16 empty] | 2021-09-30 | Yes | Continuous Dimming to 10% or below | LLLC,Energy Monitoring,High End Trim | Multifunction Sensor, Sensor Receptacle, Daylight Sensing, Occupancy Sensing | 0-10V Analog, DALI, DMX, Phase Cut | Zigbee,Bluetooth,WiFi | No | No | Yes | Yes | Yes | Yes | Autani Energy Center, Avi-on, Douglas Dialog, Enlighted IOT System, Lutron- Vive, McWoing TruBlu, Nedap Luxon, Signify Easysense | Yes | Yes | No | Yes | Yes | Yes | Yes | No | Yes | Yes | Yes | No | RRRWGM | [10 empty] | 16326 | 163.26 | 100 | 10 | 0.994 | 4000 | 83 | 8 | 83 | 98 | -11 | 8 |  |  |  |  | No | No | No | No | No | [9 empty] | AC |  | 120 | 277 |  |  | 16326 | 100
Solid State Lighting | 5.1 | PDU4LT5Z | Saylite/Texas Fluorescents Reinvented | Saylite | 207A248LY35WDMV50Koooo | Indoor Luminaires | Linear Ambient | Direct Linear Ambient Luminaires |  |  |  | Standard | [16 empty] | 2021-11-02 | No | Continuous Dimming to 10% or below | No Control Capability | No Sensor | 0-10V Analog | No Wireless Protocol | No | No | No | No | No | No |  | No | No | No | Yes | No | No | No | No | No | No | No | No | VVVZVR | [10 empty] | 5671 | 162.02 | 35 | 13.2 | 0.898 | 5000 | 84 | 13 | 82 | 96 | -12 | 4 | 4.0 ft |  |  |  | No | No | No | No | No | [9 empty] | AC |  | 120 | 277 |  |  | 5671 | 35
Solid State Lighting | 5 | PDUI4ABP | Saylite/Texas Fluorescents Reinvented | Fleco Industries | HIL48LX340W50000LDMV35Koooo (except WG) | Indoor Luminaires | High-Bay | High-Bay Luminaires for Commercial and Industrial Buildings |  |  |  | Premium | [16 empty] | 2020-06-23 | Yes | Continuous Dimming to 10% or below | [23 empty] | TTTVRK | [10 empty] | 52560 | 154.588 | 340 | 9.71 | 0.975 | 3500 | 83 | [13 empty] | No | [9 empty] | AC |  | 120 | 277 |  |  | 52560 | 340
Solid State Lighting | 5.1 | PDUP57WA | Saylite/Texas Fluorescents Reinvented | Saylite | S96LY100WD(D,G,DALI,DEXAL,SR)MV35Koooo | Indoor Luminaires | Linear Ambient | Direct Linear Ambient Luminaires |  |  |  | Standard | [16 empty] | 2021-09-30 | Yes | Continuous Dimming to 10% or below | LLLC,Energy Monitoring,High End Trim | Multifunction Sensor, Sensor Receptacle, Daylight Sensing, Occupancy Sensing | 0-10V Analog, DALI, DMX, Phase Cut | Zigbee,Bluetooth,WiFi | No | No | Yes | Yes | Yes | Yes | Autani Energy Center, Avi-on, Douglas Dialog, Enlighted IOT System, Lutron- Vive, McWoing TruBlu, Nedap Luxon, Signify Easysense | Yes | Yes | No | Yes | Yes | Yes | Yes | No | Yes | Yes | Yes | No | RRRWGM | [10 empty] | 15987 | 159.87 | 100 | 10 | 0.994 | 3500 | 83 | 8 | 83 | 98 | -11 | 8 |  |  |  |  | No | No | No | No | No | [9 empty] | AC |  | 120 | 277 |  |  | 15987 | 100
Solid State Lighting | 5.1 | PDUR15Y4 | Saylite/Texas Fluorescents Reinvented | Saylite | 207A248LY30WDMV40Koooo | Indoor Luminaires | Linear Ambient | Direct Linear Ambient Luminaires |  |  |  | Standard | [16 empty] | 2021-11-02 | No | Continuous Dimming to 10% or below | No Control Capability | No Sensor | 0-10V Analog | No Wireless Protocol | No | No | No | No | No | No |  | No | No | No | Yes | No | No | No | No | No | No | No | No | VVVZVR | [10 empty] | 4997 | 163.73 | 30.5 | 9.2 | 0.916 | 4000 | 84 | 9 | 84 | 97 | -11 | 4 | 4.0 ft |  |  |  | No | No | No | No | No | [9 empty] | AC |  | 120 | 277 |  |  | 4997 | 30.5
Solid State Lighting | 5 | PDV2YY78 | Saylite/Texas Fluorescents Reinvented | Saylite | CBF22LHF20W2600LDMV30K | Indoor Luminaires | Troffer | 2x2 Luminaires for Ambient Lighting of Interior Commercial Spaces |  |  |  | Premium | [16 empty] | 2017-02-03 | Yes | Continuous Dimming to 10% or below | [23 empty] | YYYBKY | [10 empty] | 2500 | 125 | 20 | 5 | 1 | 3096 | 84 | [6 empty] | TRUE | [6 empty] | No | [9 empty] | AC | Updated on 10/31/2019
Solid State Lighting | 5 | PDWS61B8 | Saylite/Texas Fluorescents Reinvented | Saylite | CBF24LF35W4500LDMV50K | Indoor Luminaires | Troffer | 2x4 Luminaires for Ambient Lighting of Interior Commercial Spaces |  |  |  | Standard | [16 empty] | 2017-02-03 | Yes | Continuous Dimming to 10% or below | [23 empty] | YYYBKX | [10 empty] | 4671 | 133.46 | 35 | 8.5 | 0.99 | 5000 | 84 | [13 empty] | No | [9 empty] | AC | Updated on 10/31/2019
Solid State Lighting | 5.1 | PDY3BB6N | Saylite/Texas Fluorescents Reinvented | Saylite | S24LFRY25WD(D,G,DALI,DEXAL,SR)MV40Koooo | Indoor Luminaires | Linear Ambient | Direct Linear Ambient Luminaires |  |  |  | Standard | [16 empty] | 2021-09-30 | Yes | Continuous Dimming to 10% or below | LLLC,Energy Monitoring,High End Trim | Multifunction Sensor, Sensor Receptacle, Daylight Sensing, Occupancy Sensing | 0-10V Analog, DALI, DMX, Phase Cut | Zigbee,Bluetooth,WiFi | No | No | Yes | Yes | Yes | Yes | Autani Energy Center, Avi-on, Douglas Dialog, Enlighted IOT System, Lutron- Vive, McWoing TruBlu, Nedap Luxon, Signify Easysense | Yes | Yes | No | Yes | Yes | Yes | Yes | No | Yes | Yes | Yes | No | RRRWGM | [10 empty] | 3698 | 147.9 | 25 | 13.4 | 0.904 | 4000 | 84 | 10 | 84 | 98 | -10 | 2 |  |  |  |  | No | No | No | No | No | [9 empty] | AC |  | 120 | 277 |  |  | 3698 | 25
Solid State Lighting | 5 | PDYDDY2T | Saylite/Texas Fluorescents Reinvented | Saylite | CBF22LF18W2100LDMV50K | Indoor Luminaires | Troffer | 2x2 Luminaires for Ambient Lighting of Interior Commercial Spaces |  |  |  | Standard | [16 empty] | 2017-02-03 | Yes | Continuous Dimming to 10% or below | [23 empty] | YYYBKW | [10 empty] | 2179 | 122.83 | 17.74 | 11.1 | 0.91 | 5000 | 84 | [13 empty] | No | [9 empty] | AC | Updated on 10/31/2019
Solid State Lighting | 5 | PDYV93Z9 | Saylite/Texas Fluorescents Reinvented | Saylite | [Blank,SV]RHB15L180W25000LDMV40K[BLANK,BK,BZ] | Indoor Luminaires | High-Bay | High-Bay Luminaires for Commercial and Industrial Buildings |  |  | TRUE | Premium |  |  | 25137 | 140.06 | 179.5 | 13.79 | 0.914 | 4048 | 72.7 | [5 empty] | 5 | 50000 | 2019-01-15 | Yes | Continuous Dimming to 10% or below | [23 empty] | VVVXRL | [10 empty] | 25000 | 139 | 180 | 14 | 0.9 | 4000 | 70 | [13 empty] | No | [9 empty] | AC | Updated on 10/31/2019
Solid State Lighting | 5 | PDYXG6G2 | Saylite/Texas Fluorescents Reinvented | Saylite | C96LFRF118W14200LDMV50K | Indoor Luminaires | Linear Ambient | Direct Linear Ambient Luminaires |  |  |  | Standard | [16 empty] | 2017-02-03 | Yes | Continuous Dimming to 10% or below | [23 empty] | YYYBLC | [10 empty] | 14665 | 124.6 | 117.7 | 5.14 | 1 | 5000 | 83 |  |  |  |  | 8 | 8.0 ft | [7 empty] | No | [9 empty] | AC | Updated on 10/31/2019
Solid State Lighting | 5.1 | PDZ22WIO | Saylite/Texas Fluorescents Reinvented | Saylite | S48LY40WD(D,G,DALI,DEXAL,SR)MV35Koooo | Indoor Luminaires | Linear Ambient | Direct Linear Ambient Luminaires |  |  |  | Standard | [16 empty] | 2021-09-30 | Yes | Continuous Dimming to 10% or below | LLLC,Energy Monitoring,High End Trim | Multifunction Sensor, Sensor Receptacle, Daylight Sensing, Occupancy Sensing | 0-10V Analog, DALI, DMX, Phase Cut | Zigbee,Bluetooth,WiFi | No | No | Yes | Yes | Yes | Yes | Autani Energy Center, Avi-on, Douglas Dialog, Enlighted IOT System, Lutron- Vive, McWoing TruBlu, Nedap Luxon, Signify Easysense | Yes | Yes | No | Yes | Yes | Yes | Yes | No | Yes | Yes | Yes | No | RRRWGM | [10 empty] | 6514 | 162.85 | 40 | 10 | 0.994 | 3500 | 83 | 8 | 83 | 98 | -11 | 4 |  |  |  |  | No | No | No | No | No | [9 empty] | AC |  | 120 | 277 |  |  | 6514 | 40
Solid State Lighting | 5.1 | PDZ6R8CE | Saylite/Texas Fluorescents Reinvented | Saylite | S24LY33WD(D,G,DALI,DEXAL,SR)MV35Koooo | Indoor Luminaires | Linear Ambient | Direct Linear Ambient Luminaires |  |  |  | Standard | [16 empty] | 2021-09-30 | Yes | Continuous Dimming to 10% or below | LLLC,Energy Monitoring,High End Trim | Multifunction Sensor, Sensor Receptacle, Daylight Sensing, Occupancy Sensing | 0-10V Analog, DALI, DMX, Phase Cut | Zigbee,Bluetooth,WiFi | No | No | Yes | Yes | Yes | Yes | Autani Energy Center, Avi-on, Douglas Dialog, Enlighted IOT System, Lutron- Vive, McWoing TruBlu, Nedap Luxon, Signify Easysense | Yes | Yes | No | Yes | Yes | Yes | Yes | No | Yes | Yes | Yes | No | RRRWGM | [10 empty] | 5076 | 153.81 | 33 | 13.3 | 0.905 | 3500 | 84 | 9 | 84 | 98 | -11 | 2 |  |  |  |  | No | No | No | No | No | [9 empty] | AC |  | 120 | 277 |  |  | 5076 | 33
Solid State Lighting | 5.1 | PDZIOEO3 | Saylite/Texas Fluorescents Reinvented | Saylite | RKCIT96LY30WDMV35K | Indoor Retrofit Kit | Linear Ambient | Retrofit Kits for Direct Linear Ambient Luminaires | Luminaire Specific |  |  | Standard | [16 empty] | 2021-04-28 | Yes | Continuous Dimming to 10% or below | Energy Monitoring, High-end Trim, Autani Energy Center, Avi-on, Douglas Dialog, Enlighted IOT System, Lutron- Vive, McWoing TruBlu, Nedap Luxon, Signify Easysense | Daylight Sensor, Occupancy Sensor, Multifunction Sensor, Integral Sensor Receptacle | 0-10V Analog,DALI,DMX | Zigbee, Bluetooth, Wifi | No | No | Yes | Yes | Yes | Yes | Autani Energy Center, Avi-on, Douglas Dialog, Enlighted IOT System, Lutron- Vive, McWoing TruBlu, Nedap Luxon, Signify Easysense | Yes | Yes | No | Yes | Yes | Yes | No | No | Yes | Yes | Yes |  | BBBFSF | [10 empty] | 4380 | 149.59 | 29.28 | 9.5 | 0.902 | 3500 | 84 | 10 | 84 | 98 | -11 | 8 | 8.0 ft |  |  |  | No | No | No | No | No | [9 empty] | AC |  | 120 | 277 |  |  | 4380 | 29.28
Solid State Lighting | 5 | PE1XIQNZ | Saylite/Texas Fluorescents Reinvented | Fleco Industries | HIL48LX340W50000LDMV30Koooo (except WG) | Indoor Luminaires | High-Bay | High-Bay Luminaires for Commercial and Industrial Buildings |  |  |  | Premium | [16 empty] | 2020-06-23 | Yes | Continuous Dimming to 10% or below | [23 empty] | TTTVRK | [10 empty] | 51325 | 150.956 | 340 | 9.71 | 0.975 | 3000 | 83 | [13 empty] | No | [9 empty] | AC |  | 120 | 277 |  |  | 51325 | 340
Solid State Lighting | 5.1 | PE2PXB9C | Saylite/Texas Fluorescents Reinvented | Saylite | 4RB(421 or 501)LY50WD(D,G,DALI,DEXAL,SR)MV50Koooo | Indoor Retrofit Kit | Linear Ambient | Retrofit Kits for Direct Linear Ambient Luminaires | Luminaire Specific |  |  | Standard | [16 empty] | 2021-09-30 | Yes | Continuous Dimming to 10% or below | LLLC,Energy Monitoring,High End Trim | Multifunction Sensor, Sensor Receptacle, Daylight Sensing, Occupancy Sensing | 0-10V Analog, DALI, DMX, Phase Cut | Zigbee,Bluetooth,WiFi | No | No | Yes | Yes | Yes | Yes | Autani Energy Center, Avi-on, Douglas Dialog, Enlighted IOT System, Lutron- Vive, McWoing TruBlu, Nedap Luxon, Signify Easysense | Yes | Yes | No | Yes | Yes | Yes | Yes | No | Yes | Yes | Yes | No | RRRWGM | [10 empty] | 8163 | 163.26 | 50 | 10 | 0.994 | 5000 | 82 | 10 | 81 | 97 | -12 | 4 |  |  |  |  | No | No | No | No | No | [9 empty] | AC |  | 120 | 277 |  |  | 8163 | 50
Solid State Lighting | 5 | PE2XE3P8 | Saylite/Texas Fluorescents Reinvented | Saylite | HBIP22L165W22000LMV40K | Indoor Luminaires | High-Bay | High-Bay Luminaires for Commercial and Industrial Buildings |  |  | TRUE | Standard |  |  | 19446.5 | 124.87 | 155.74 | 7.69 | 0.975 | 4006 | 83.6 | [5 empty] | 5 | 90000 | 2016-07-13 | No | Not Dimmable | [23 empty] | LLLAOC | [10 empty] | 21450 | 130 | 165 | 20 | 0.9 | 4000 | 80 | [13 empty] | No | [9 empty] | AC | Updated on 10/31/2019
Solid State Lighting | 5.1 | PE40XSZX | Saylite/Texas Fluorescents Reinvented | Saylite | CITE96LRFY30WDMV40K | Indoor Luminaires | Linear Ambient | Direct Linear Ambient Luminaires |  |  |  | Standard | [16 empty] | 2021-04-28 | Yes | Continuous Dimming to 10% or below | Energy Monitoring, High-end Trim, Autani Energy Center, Avi-on, Douglas Dialog, Enlighted IOT System, Lutron- Vive, McWoing TruBlu, Nedap Luxon, Signify Easysense | Daylight Sensor, Occupancy Sensor, Multifunction Sensor, Integral Sensor Receptacle | 0-10V Analog,DALI,DMX | Zigbee, Bluetooth, Wifi | No | No | Yes | Yes | Yes | Yes | Autani Energy Center, Avi-on, Douglas Dialog, Enlighted IOT System, Lutron- Vive, McWoing TruBlu, Nedap Luxon, Signify Easysense | Yes | Yes | No | Yes | Yes | Yes | No | No | Yes | Yes | Yes |  | BBBFSF | [10 empty] | 4472.8 | 152.76 | 29.28 | 9.5 | 0.902 | 4000 | 84 | 10 | 84 | 98 | -11 | 8 | 8.0 ft |  |  |  | No | No | No | No | No | [9 empty] | AC |  | 120 | 277 |  |  | 4472.8 | 29.28
Solid State Lighting | 5.1 | PE4BWD7R | Saylite/Texas Fluorescents Reinvented | Saylite | 4RB(421 or 501)LY45WD(D,G,DALI,DEXAL,SR)MV50Koooo | Indoor Retrofit Kit | Linear Ambient | Retrofit Kits for Direct Linear Ambient Luminaires | Luminaire Specific |  |  | Standard | [16 empty] | 2021-09-30 | Yes | Continuous Dimming to 10% or below | LLLC,Energy Monitoring,High End Trim | Multifunction Sensor, Sensor Receptacle, Daylight Sensing, Occupancy Sensing | 0-10V Analog, DALI, DMX, Phase Cut | Zigbee,Bluetooth,WiFi | No | No | Yes | Yes | Yes | Yes | Autani Energy Center, Avi-on, Douglas Dialog, Enlighted IOT System, Lutron- Vive, McWoing TruBlu, Nedap Luxon, Signify Easysense | Yes | Yes | No | Yes | Yes | Yes | Yes | No | Yes | Yes | Yes | No | RRRWGM | [10 empty] | 7415 | 164.78 | 45 | 10 | 0.994 | 5000 | 82 | 10 | 81 | 97 | -12 | 4 |  |  |  |  | No | No | No | No | No | [9 empty] | AC |  | 120 | 277 |  |  | 7415 | 45
Solid State Lighting | 5 | PE52BF6X | Saylite/Texas Fluorescents Reinvented | Fleco Industries | HILFR48LX280W45000LDMV40Koooo (except WG) | Indoor Luminaires | High-Bay | High-Bay Luminaires for Commercial and Industrial Buildings |  |  |  | Premium | [16 empty] | 2020-06-23 | Yes | Continuous Dimming to 10% or below | [23 empty] | TTTVRK | [10 empty] | 43790.2 | 156.394 | 280 | 8.8 | 0.977 | 4000 | 83 | [13 empty] | No | [9 empty] | AC |  | 120 | 277 |  |  | 43790.2 | 280
Solid State Lighting | 5.1 | PE5K5FKP | Saylite/Texas Fluorescents Reinvented | Saylite | (SS,SV,SD,SM)CBF24LY30WDMV30Koooo | Indoor Luminaires | Troffer | 2x4 Luminaires for Ambient Lighting of Interior Commercial Spaces |  |  |  | Standard | [16 empty] | 2021-07-29 | Yes | Continuous Dimming to 10% or below | Autani Energy Center, Avi-on, Douglas Dialog, Enlighted IOT System, Lutron- Vive, McWoing TruBlu, Nedap Luxon, Signify Easysense | Multifunction Sensor,Sensor Receptacle,Daylight Sensor,Occupancy Sensing | 0-10V Analog | Zigbee,Bluetooth,WiFi | No | No | Yes | Yes | Yes | Yes | Autani Energy Center, Avi-on, Douglas Dialog, Enlighted IOT System, Lutron- Vive, McWoing TruBlu, Nedap Luxon, Signify Easysense | No | No | No | Yes | No | No | No |  | Yes | Yes | Yes | No | JJJOWB | [10 empty] | 4257.2 | 139.718 | 30.47 | 10.3 | 0.953 | 3000 | 83 | 9 | 84 | 97 | -11 | [5 empty] | No | No | No | No | No | [9 empty] | AC |  | 120 | 277 |  |  | 4257.2 | 30.47
Solid State Lighting | 5 | PE5KSSFM | Saylite/Texas Fluorescents Reinvented | Saylite | 24CJ28W3800LW10DMV50K | Indoor Retrofit Kit | Troffer | Linear Retrofit Kits for 2x4 Luminaires | General Purpose |  |  | Standard | [16 empty] | 2018-05-25 | Yes | Continuous Dimming to 10% or below | [23 empty] | LLLBNI | [10 empty] | 3788 | 137.246 | 27.6 | 4.7 | 0.97 | 5000 | 83 | [13 empty] | No | [9 empty] | AC | Updated on 10/31/2019
Solid State Lighting | 5 | PE5NH637 | Saylite/Texas Fluorescents Reinvented | Saylite | [Blank,SV]RHB15L100W14000LDMV50K[BLANK,BK,BZ] | Indoor Luminaires | High-Bay | High-Bay Luminaires for Commercial and Industrial Buildings |  |  |  | Premium | [16 empty] | 2019-01-15 | Yes | Continuous Dimming to 10% or below | [23 empty] | VVVXRK | [10 empty] | 14000 | 140 | 100 | 14 | 0.9 | 5000 | 70 | [13 empty] | No | [9 empty] | AC | Updated on 10/31/2019
Solid State Lighting | 5.1 | PE60O90G | Saylite/Texas Fluorescents Reinvented | Saylite | CITE48LFRY52WDMV50K | Indoor Luminaires | Linear Ambient | Direct Linear Ambient Luminaires |  |  | TRUE | Standard |  | 120 | 7583.9 | 145.4 | 52.16 | 5.5 | 0.997 | 5085 | 83 | 12 | 83 | 98 | -11 | 0.0029 | 5 |  | 2021-04-28 | Yes | Continuous Dimming to 10% or below | Energy Monitoring, High-end Trim, Autani Energy Center, Avi-on, Douglas Dialog, Enlighted IOT System, Lutron- Vive, McWoing TruBlu, Nedap Luxon, Signify Easysense | Daylight Sensor, Occupancy Sensor, Multifunction Sensor, Integral Sensor Receptacle | 0-10V Analog,DALI,DMX | Zigbee, Bluetooth, Wifi | No | No | Yes | Yes | Yes | Yes | Autani Energy Center, Avi-on, Douglas Dialog, Enlighted IOT System, Lutron- Vive, McWoing TruBlu, Nedap Luxon, Signify Easysense | Yes | Yes | No | Yes | Yes | Yes | No | No | Yes | Yes | Yes |  | BBBFSF | [10 empty] | 8007.1 | 153.983 | 52 | 9.5 | 0.902 | 5000 | 82 | 11 | 82 | 97 | -12 | 4 | 4.0 ft |  |  |  | No | No | No | No | No | [9 empty] | AC |  | 120 | 277 |  |  | 8007.1 | 52
Solid State Lighting | 5.1 | PE6PS4RV | Saylite/Texas Fluorescents Reinvented | Saylite | (SS,SV,SD,SM)UCLL24LY50W(D,G,DALI,DEXAL,SR)(MV or 120)30Koooo | Indoor Luminaires | Troffer | 2x4 Luminaires for Ambient Lighting of Interior Commercial Spaces |  |  |  | Premium | [16 empty] | 2021-07-29 | Yes | Continuous Dimming to 10% or below | Autani Energy Center, Avi-on, Douglas Dialog, Enlighted IOT System, Lutron- Vive, McWoing TruBlu, Nedap Luxon, Signify Easysense | Multifunction Sensor,Sensor Receptacle,Daylight Sensor,Occupancy Sensing | 0-10V Analog,DALI,DMX | Zigbee,Bluetooth,WiFi | No | No | Yes | Yes | Yes | Yes | Autani Energy Center, Avi-on, Douglas Dialog, Enlighted IOT System, Lutron- Vive, McWoing TruBlu, Nedap Luxon, Signify Easysense | No | No | No | Yes | Yes | Yes | No |  | Yes | Yes | Yes | No | JJJOWA | [10 empty] | 6776.87 | 135.537 | 50 | 11.2 | 0.949 | 3000 | 83 | 8 | 83 | 98 | -11 | [5 empty] | No | No | No | No | No | [9 empty] | AC |  | 120 | 277 |  |  | 6776.87 | 50
Solid State Lighting | 5.1 | PE713BQN | Saylite/Texas Fluorescents Reinvented | Saylite | 4RB(421 or 501)LY20WD(D,G,DALI,DEXAL,SR)MV40Koooo | Indoor Retrofit Kit | Linear Ambient | Retrofit Kits for Direct Linear Ambient Luminaires | Luminaire Specific |  |  | Standard | [16 empty] | 2021-09-30 | Yes | Continuous Dimming to 10% or below | LLLC,Energy Monitoring,High End Trim | Multifunction Sensor, Sensor Receptacle, Daylight Sensing, Occupancy Sensing | 0-10V Analog, DALI, DMX, Phase Cut | Zigbee,Bluetooth,WiFi | No | No | Yes | Yes | Yes | Yes | Autani Energy Center, Avi-on, Douglas Dialog, Enlighted IOT System, Lutron- Vive, McWoing TruBlu, Nedap Luxon, Signify Easysense | Yes | Yes | No | Yes | Yes | Yes | Yes | No | Yes | Yes | Yes | No | RRRWGM | [10 empty] | 3403 | 170.17 | 20 | 13.2 | 0.898 | 4000 | 84 | 9 | 83 | 98 | -11 | 4 |  |  |  |  | No | No | No | No | No | [9 empty] | AC |  | 120 | 277 |  |  | 3403 | 20
Solid State Lighting | 5 | PE85ZBXF | Saylite/Texas Fluorescents Reinvented | Saylite | 209A24LF18W2400LDMV50K | Indoor Luminaires | Linear Ambient | Direct Linear Ambient Luminaires |  |  |  | Standard | [16 empty] | 2017-03-24 | Yes | Continuous Dimming to 10% or below | [23 empty] | VAVWHW | [10 empty] | 2495 | 138.61 | 18 | 13.1 | 0.98 | 5000 | 83 |  |  |  |  | 2 | 2.0 ft | [7 empty] | No | [9 empty] | AC | Updated on 10/31/2019
Solid State Lighting | 5.1 | PE9BHYRK | Saylite/Texas Fluorescents Reinvented | Saylite | C48LFRY50WD(D,G,DALI,DEXAL,SR)MV50Koooo | Indoor Luminaires | Linear Ambient | Direct Linear Ambient Luminaires |  |  |  | Standard | [16 empty] | 2021-09-30 | Yes | Continuous Dimming to 10% or below | LLLC,Energy Monitoring,High End Trim | Multifunction Sensor, Sensor Receptacle, Daylight Sensing, Occupancy Sensing | 0-10V Analog, DALI, DMX, Phase Cut | Zigbee,Bluetooth,WiFi | No | No | Yes | Yes | Yes | Yes | Autani Energy Center, Avi-on, Douglas Dialog, Enlighted IOT System, Lutron- Vive, McWoing TruBlu, Nedap Luxon, Signify Easysense | Yes | Yes | No | Yes | Yes | Yes | Yes | No | Yes | Yes | Yes | No | RRRWGM | [10 empty] | 7485 | 149.69 | 50 | 13.2 | 0.898 | 5000 | 83 | 12 | 82 | 97 | -12 | 4 |  |  |  |  | No | No | No | No | No | [9 empty] | AC |  | 120 | 277 |  |  | 7485 | 50
Solid State Lighting | 5.1 | PEAF28H4 | Saylite/Texas Fluorescents Reinvented | Saylite | (SS,SV,SD,SM)UCLL14LY20W(D,G,DALI,DEXAL,SR)(MV or 120)30Koooo | Indoor Luminaires | Troffer | 1x4 Luminaires for Ambient Lighting of Interior Commercial Spaces |  |  |  | Premium | [16 empty] | 2021-07-29 | Yes | Continuous Dimming to 10% or below | Autani Energy Center, Avi-on, Douglas Dialog, Enlighted IOT System, Lutron- Vive, McWoing TruBlu, Nedap Luxon, Signify Easysense | Multifunction Sensor,Sensor Receptacle,Daylight Sensor,Occupancy Sensing | 0-10V Analog,DALI,DMX | Zigbee,Bluetooth,WiFi | No | No | Yes | Yes | Yes | Yes | Autani Energy Center, Avi-on, Douglas Dialog, Enlighted IOT System, Lutron- Vive, McWoing TruBlu, Nedap Luxon, Signify Easysense | No | No | No | Yes | Yes | Yes | No |  | Yes | Yes | Yes | No | JJJOWA | [10 empty] | 2663.01 | 133.151 | 20 | 9.1 | 0.911 | 3000 | 83 | 8 | 83 | 98 | -11 | [5 empty] | No | No | No | No | No | [9 empty] | AC |  | 120 | 277 |  |  | 2663.01 | 20
Solid State Lighting | 5 | PEAFC6SU | Saylite/Texas Fluorescents Reinvented | Saylite | RKCB22L36W4680LDMV50K | Indoor Retrofit Kit | Troffer | Integrated Retrofit Kits for 2x2 Luminaires | General Purpose |  |  | Premium | [16 empty] | 2016-08-09 | No | Continuous Dimming to 10% or below | [23 empty] | JJJLTA | [10 empty] | 5123 | 138 | 37 | 20 | 0.9 | 5000 | 83.1 | [13 empty] | No | [9 empty] | AC | Updated on 10/31/2019
Solid State Lighting | 5.1 | PEAV62MP | Saylite/Texas Fluorescents Reinvented | Saylite | 209A48LY25WDMV35Koooo | Indoor Luminaires | Linear Ambient | Direct Linear Ambient Luminaires |  |  |  | Standard | [16 empty] | 2021-11-02 | No | Continuous Dimming to 10% or below | No Control Capability | No Sensor | 0-10V Analog | No Wireless Protocol | No | No | No | No | No | No |  | No | No | No | Yes | No | No | No | No | No | No | No | No | VVVZVR | [10 empty] | 4028 | 161.14 | 25 | 9.2 | 0.916 | 3500 | 84 | 10 | 84 | 97 | -11 | 4 | 4.0 ft |  |  |  | No | No | No | No | No | [9 empty] | AC |  | 120 | 277 |  |  | 4028 | 25
Solid State Lighting | 5 | PEB47V21 | Saylite/Texas Fluorescents Reinvented | Saylite | LED24T815W1700LRK40K | Linear Replacement Lamp | T8 Two-Foot | Dual Mode Internal Driver (UL Type A and Type B) |  |  |  | Standard | [16 empty] | 2017-03-23 | Not Yet Verified | Not Dimmable | [23 empty] | JJJMSO | [10 empty] | 1952 | 125.64 | 15.54 | 20 | 0.9 | 4000 | 83 |  |  |  |  | 2 | [8 empty] | No | [9 empty] | AC | Lastx represents either s for single-end power input or T for double-end inputs; Updated on 5/11/2017, Updated on 10/31/2019
Solid State Lighting | 5.1 | PECPF4PF | Saylite/Texas Fluorescents Reinvented | Saylite | CITE48LRFY25WDMV35K | Indoor Luminaires | Linear Ambient | Direct Linear Ambient Luminaires |  |  |  | Standard | [16 empty] | 2021-04-28 | Yes | Continuous Dimming to 10% or below | Energy Monitoring, High-end Trim, Autani Energy Center, Avi-on, Douglas Dialog, Enlighted IOT System, Lutron- Vive, McWoing TruBlu, Nedap Luxon, Signify Easysense | Daylight Sensor, Occupancy Sensor, Multifunction Sensor, Integral Sensor Receptacle | 0-10V Analog,DALI,DMX | Zigbee, Bluetooth, Wifi | No | No | Yes | Yes | Yes | Yes | Autani Energy Center, Avi-on, Douglas Dialog, Enlighted IOT System, Lutron- Vive, McWoing TruBlu, Nedap Luxon, Signify Easysense | Yes | Yes | No | Yes | Yes | Yes | No | No | Yes | Yes | Yes |  | BBBFSF | [10 empty] | 3689.4 | 147.576 | 25 | 9.5 | 0.902 | 3500 | 84 | 10 | 84 | 98 | -11 | 4 | 4.0 ft |  |  |  | No | No | No | No | No | [9 empty] | AC |  | 120 | 277 |  |  | 3689.4 | 25
Solid State Lighting | 5.1 | PEG5F2L0 | Saylite/Texas Fluorescents Reinvented | Saylite | (SS,SV,SD,SM)CBF14LY15WDMV30Koooo | Indoor Luminaires | Troffer | 1x4 Luminaires for Ambient Lighting of Interior Commercial Spaces |  |  | TRUE | Standard |  | 120 | 1996.8 | 131.4 | 15.2 | 9.7 | 0.913 | 3005 | 84 | 9 | 83 | 98 | -11 | 0.0006 | 5 |  | 2021-07-29 | Yes | Continuous Dimming to 10% or below | Autani Energy Center, Avi-on, Douglas Dialog, Enlighted IOT System, Lutron- Vive, McWoing TruBlu, Nedap Luxon, Signify Easysense | Multifunction Sensor,Sensor Receptacle,Daylight Sensor,Occupancy Sensing | 0-10V Analog | Zigbee,Bluetooth,WiFi | No | No | Yes | Yes | Yes | Yes | Autani Energy Center, Avi-on, Douglas Dialog, Enlighted IOT System, Lutron- Vive, McWoing TruBlu, Nedap Luxon, Signify Easysense | No | No | No | Yes | No | No | No |  | Yes | Yes | Yes | No | JJJOWB | [10 empty] | 1996.8 | 130 | 15.36 | 9.7 | 0.913 | 3000 | 84 | 9 | 83 | 98 | -11 | [5 empty] | No | No | No | No | No | [9 empty] | AC |  | 120 | 277 |  |  | 1996.8 | 15.36
Solid State Lighting | 5 | PEGZYTK2 | Saylite/Texas Fluorescents Reinvented | Saylite | HIS48LFR220W28600LDMV57K | Indoor Luminaires | High-Bay | High-Bay Luminaires for Commercial and Industrial Buildings |  |  |  | Premium | [16 empty] | 2017-01-17 | No | Continuous Dimming to 10% or below | [23 empty] | YYYBHS | [10 empty] | 30380 | 136.17 | 223.1 | 8.19 | 0.95 | 5700 | 85.2 | [13 empty] | No | [9 empty] | AC | Updated on 10/31/2019
Solid State Lighting | 5.1 | PEH5BMV0 | Saylite/Texas Fluorescents Reinvented | Saylite | 4RB(421 or 501)LY40WD(D,G,DALI,DEXAL,SR)MV30Koooo | Indoor Retrofit Kit | Linear Ambient | Retrofit Kits for Direct Linear Ambient Luminaires | Luminaire Specific |  |  | Standard | [16 empty] | 2021-09-30 | Yes | Continuous Dimming to 10% or below | LLLC,Energy Monitoring,High End Trim | Multifunction Sensor, Sensor Receptacle, Daylight Sensing, Occupancy Sensing | 0-10V Analog, DALI, DMX, Phase Cut | Zigbee,Bluetooth,WiFi | No | No | Yes | Yes | Yes | Yes | Autani Energy Center, Avi-on, Douglas Dialog, Enlighted IOT System, Lutron- Vive, McWoing TruBlu, Nedap Luxon, Signify Easysense | Yes | Yes | No | Yes | Yes | Yes | Yes | No | Yes | Yes | Yes | No | RRRWGM | [10 empty] | 6215 | 155.37 | 40 | 10 | 0.994 | 3000 | 83 | 8 | 83 | 98 | -11 | 4 |  |  |  |  | No | No | No | No | No | [9 empty] | AC |  | 120 | 277 |  |  | 6215 | 40
Solid State Lighting | 5.1 | PEI979VS | Saylite/Texas Fluorescents Reinvented | Saylite | 4RB(421 or 501)LY15WD(D,G,DALI,DEXAL,SR)MV35Koooo | Indoor Retrofit Kit | Linear Ambient | Retrofit Kits for Direct Linear Ambient Luminaires | Luminaire Specific |  |  | Standard | [16 empty] | 2021-09-30 | Yes | Continuous Dimming to 10% or below | LLLC,Energy Monitoring,High End Trim | Multifunction Sensor, Sensor Receptacle, Daylight Sensing, Occupancy Sensing | 0-10V Analog, DALI, DMX, Phase Cut | Zigbee,Bluetooth,WiFi | No | No | Yes | Yes | Yes | Yes | Autani Energy Center, Avi-on, Douglas Dialog, Enlighted IOT System, Lutron- Vive, McWoing TruBlu, Nedap Luxon, Signify Easysense | Yes | Yes | No | Yes | Yes | Yes | Yes | No | Yes | Yes | Yes | No | RRRWGM | [10 empty] | 2457 | 167.06 | 14.71 | 13.2 | 0.898 | 3500 | 84 | 9 | 83 | 98 | -11 | 4 |  |  |  |  | No | No | No | No | No | [9 empty] | AC |  | 120 | 277 |  |  | 2457 | 14.71
Solid State Lighting | 5.1 | PEJN9OAJ | Saylite/Texas Fluorescents Reinvented | Saylite | 200A224LY33WDMV30Koooo | Indoor Luminaires | Linear Ambient | Direct Linear Ambient Luminaires |  |  |  | Standard | [16 empty] | 2021-11-02 | No | Continuous Dimming to 10% or below | No Control Capability | No Sensor | 0-10V Analog | No Wireless Protocol | No | No | No | No | No | No |  | No | No | No | Yes | No | No | No | No | No | No | No | No | VVVZVR | [10 empty] | 3973 | 120.39 | 33 | 9.6 | 0.909 | 3000 | 85 | 14 | 84 | 98 | -10 | 2 | 2.0 ft |  |  |  | No | No | No | No | No | [9 empty] | AC |  | 120 | 277 |  |  | 3973 | 33
Solid State Lighting | 5 | PEJTSRJW | Saylite/Texas Fluorescents Reinvented | Saylite | CBF24LF62W7900LDMV35K | Indoor Luminaires | Troffer | 2x4 Luminaires for Ambient Lighting of Interior Commercial Spaces |  |  |  | Standard | [16 empty] | 2017-02-03 | Yes | Continuous Dimming to 10% or below | [23 empty] | YYYBLA | [10 empty] | 7635 | 122.47 | 62.34 | 4.6 | 1 | 3500 | 83 | [13 empty] | No | [9 empty] | AC | Updated on 10/31/2019
Solid State Lighting | 5.1 | PEL2QM7G | Saylite/Texas Fluorescents Reinvented | Saylite | CITE96LRFY30WDMV50K | Indoor Luminaires | Linear Ambient | Direct Linear Ambient Luminaires |  |  |  | Standard | [16 empty] | 2021-04-28 | Yes | Continuous Dimming to 10% or below | Energy Monitoring, High-end Trim, Autani Energy Center, Avi-on, Douglas Dialog, Enlighted IOT System, Lutron- Vive, McWoing TruBlu, Nedap Luxon, Signify Easysense | Daylight Sensor, Occupancy Sensor, Multifunction Sensor, Integral Sensor Receptacle | 0-10V Analog,DALI,DMX | Zigbee, Bluetooth, Wifi | No | No | Yes | Yes | Yes | Yes | Autani Energy Center, Avi-on, Douglas Dialog, Enlighted IOT System, Lutron- Vive, McWoing TruBlu, Nedap Luxon, Signify Easysense | Yes | Yes | No | Yes | Yes | Yes | No | No | Yes | Yes | Yes |  | BBBFSF | [10 empty] | 4472.8 | 152.76 | 29.28 | 9.5 | 0.902 | 5000 | 82 | 11 | 82 | 97 | -12 | 8 | 8.0 ft |  |  |  | No | No | No | No | No | [9 empty] | AC |  | 120 | 277 |  |  | 4472.8 | 29.28
Solid State Lighting | 5.1 | PELOZIXI | Saylite/Texas Fluorescents Reinvented | Saylite | 209A48LY15WDMV30Koooo | Indoor Luminaires | Linear Ambient | Direct Linear Ambient Luminaires |  |  |  | Standard | [16 empty] | 2021-11-02 | No | Continuous Dimming to 10% or below | No Control Capability | No Sensor | 0-10V Analog | No Wireless Protocol | No | No | No | No | No | No |  | No | No | No | Yes | No | No | No | No | No | No | No | No | VVVZVR | [10 empty] | 2354 | 155.27 | 15.2 | 9.2 | 0.916 | 3000 | 84 | 10 | 84 | 97 | -11 | 4 | 4.0 ft |  |  |  | No | No | No | No | No | [9 empty] | AC |  | 120 | 277 |  |  | 2354 | 15.2
Solid State Lighting | 5.1 | PELULR8A | Saylite/Texas Fluorescents Reinvented | Saylite | S24LY25WD(D,G,DALI,DEXAL,SR)MV40Koooo | Indoor Luminaires | Linear Ambient | Direct Linear Ambient Luminaires |  |  |  | Standard | [16 empty] | 2021-09-30 | Yes | Continuous Dimming to 10% or below | LLLC,Energy Monitoring,High End Trim | Multifunction Sensor, Sensor Receptacle, Daylight Sensing, Occupancy Sensing | 0-10V Analog, DALI, DMX, Phase Cut | Zigbee,Bluetooth,WiFi | No | No | Yes | Yes | Yes | Yes | Autani Energy Center, Avi-on, Douglas Dialog, Enlighted IOT System, Lutron- Vive, McWoing TruBlu, Nedap Luxon, Signify Easysense | Yes | Yes | No | Yes | Yes | Yes | Yes | No | Yes | Yes | Yes | No | RRRWGM | [10 empty] | 4000 | 160 | 25 | 13.3 | 0.905 | 4000 | 84 | 9 | 84 | 98 | -11 | 2 |  |  |  |  | No | No | No | No | No | [9 empty] | AC |  | 120 | 277 |  |  | 4000 | 25
Solid State Lighting | 5.1 | PEN00T5G | Saylite/Texas Fluorescents Reinvented | Saylite | 209A96LY50WDMV50Koooo | Indoor Luminaires | Linear Ambient | Direct Linear Ambient Luminaires |  |  |  | Standard | [16 empty] | 2021-11-02 | No | Continuous Dimming to 10% or below | No Control Capability | No Sensor | 0-10V Analog | No Wireless Protocol | No | No | No | No | No | No |  | No | No | No | Yes | No | No | No | No | No | No | No | No | VVVZVR | [10 empty] | 8228 | 164.55 | 50 | 9.2 | 0.916 | 5000 | 84 | 13 | 82 | 96 | -12 | 8 | 8.0 ft |  |  |  | No | No | No | No | No | [9 empty] | AC |  | 120 | 277 |  |  | 8228 | 50
Solid State Lighting | 5 | PEN5X28F | Saylite/Texas Fluorescents Reinvented | Saylite | DFUCLL24LF62W8100LDMV35K | Indoor Retrofit Kit | Troffer | Integrated Retrofit Kits for 2x4 Luminaires | General Purpose |  |  | Premium | [16 empty] | 2017-03-24 | Yes | Continuous Dimming to 10% or below | [23 empty] | VAVWHZ | [10 empty] | 7785 | 124 | 62.48 | 4.4 | 1 | 3500 | 83 | [13 empty] | No | [9 empty] | AC | Updated on 10/31/2019
Solid State Lighting | 5.1 | PEOG6AHR | Saylite/Texas Fluorescents Reinvented | Saylite | 209A96LY60WDMV40Koooo | Indoor Luminaires | Linear Ambient | Direct Linear Ambient Luminaires |  |  |  | Standard | [16 empty] | 2021-11-02 | No | Continuous Dimming to 10% or below | No Control Capability | No Sensor | 0-10V Analog | No Wireless Protocol | No | No | No | No | No | No |  | No | No | No | Yes | No | No | No | No | No | No | No | No | VVVZVR | [10 empty] | 9994 | 163.73 | 61 | 9.2 | 0.916 | 4000 | 84 | 9 | 84 | 97 | -11 | 8 | 8.0 ft |  |  |  | No | No | No | No | No | [9 empty] | AC |  | 120 | 277 |  |  | 9994 | 61
Solid State Lighting | 5.1 | PEOSXUJP | Saylite/Texas Fluorescents Reinvented | Saylite | CITE96LRFY50WDMV35K | Indoor Luminaires | Linear Ambient | Direct Linear Ambient Luminaires |  |  |  | Standard | [16 empty] | 2021-04-28 | Yes | Continuous Dimming to 10% or below | Energy Monitoring, High-end Trim, Autani Energy Center, Avi-on, Douglas Dialog, Enlighted IOT System, Lutron- Vive, McWoing TruBlu, Nedap Luxon, Signify Easysense | Daylight Sensor, Occupancy Sensor, Multifunction Sensor, Integral Sensor Receptacle | 0-10V Analog,DALI,DMX | Zigbee, Bluetooth, Wifi | No | No | Yes | Yes | Yes | Yes | Autani Energy Center, Avi-on, Douglas Dialog, Enlighted IOT System, Lutron- Vive, McWoing TruBlu, Nedap Luxon, Signify Easysense | Yes | Yes | No | Yes | Yes | Yes | No | No | Yes | Yes | Yes |  | BBBFSF | [10 empty] | 7378.9 | 147.578 | 50 | 9.5 | 0.902 | 3500 | 84 | 10 | 84 | 98 | -11 | 8 | 8.0 ft |  |  |  | No | No | No | No | No | [9 empty] | AC |  | 120 | 277 |  |  | 7378.9 | 50
Solid State Lighting | 5.1 | PEOTVP2T | Saylite/Texas Fluorescents Reinvented | Saylite | (SS,SV,SD,SM)UCLL22LY15W(D,G,DALI,DEXAL,SR)(MV or 120)35Koooo | Indoor Luminaires | Troffer | 2x2 Luminaires for Ambient Lighting of Interior Commercial Spaces |  |  |  | Premium | [16 empty] | 2021-07-29 | Yes | Continuous Dimming to 10% or below | Autani Energy Center, Avi-on, Douglas Dialog, Enlighted IOT System, Lutron- Vive, McWoing TruBlu, Nedap Luxon, Signify Easysense | Multifunction Sensor,Sensor Receptacle,Daylight Sensor,Occupancy Sensing | 0-10V Analog,DALI,DMX | Zigbee,Bluetooth,WiFi | No | No | Yes | Yes | Yes | Yes | Autani Energy Center, Avi-on, Douglas Dialog, Enlighted IOT System, Lutron- Vive, McWoing TruBlu, Nedap Luxon, Signify Easysense | No | No | No | Yes | Yes | Yes | No |  | Yes | Yes | Yes | No | JJJOWA | [10 empty] | 2098.92 | 135.327 | 15.51 | 11.3 | 0.909 | 3500 | 83 | 8 | 83 | 98 | -11 | [5 empty] | No | No | No | No | No | [9 empty] | AC |  | 120 | 277 |  |  | 2098.92 | 15.51
Solid State Lighting | 5 | PEPB54SM | Saylite/Texas Fluorescents Reinvented | Saylite | CRSR48LT41W4300LDMVxxx40K | Indoor Luminaires | Linear Ambient | Direct Linear Ambient Luminaires |  |  |  | Standard | [16 empty] | 2017-06-12 | Yes | Continuous Dimming to 10% or below | [23 empty] | EAEEZR | [10 empty] | 5103 | 124.16 | 41.1 | 12 | 0.93 | 4000 | 84 |  |  |  |  | 4 | 4.0 ft | [7 empty] | No | [9 empty] | AC | Updated on 10/31/2019
Solid State Lighting | 5.1 | PEPSB700 | Saylite/Texas Fluorescents Reinvented | Saylite | 209A48LY20WDMV30Koooo | Indoor Luminaires | Linear Ambient | Direct Linear Ambient Luminaires |  |  |  | Standard | [16 empty] | 2021-11-02 | No | Continuous Dimming to 10% or below | No Control Capability | No Sensor | 0-10V Analog | No Wireless Protocol | No | No | No | No | No | No |  | No | No | No | Yes | No | No | No | No | No | No | No | No | VVVZVR | [10 empty] | 3090 | 154.5 | 20 | 9.2 | 0.916 | 3000 | 84 | 10 | 84 | 97 | -11 | 4 | 4.0 ft |  |  |  | No | No | No | No | No | [9 empty] | AC |  | 120 | 277 |  |  | 3090 | 20
Solid State Lighting | 5 | PEPXMIMB | Saylite/Texas Fluorescents Reinvented | Saylite | 24CJ57W7100LW10DMV35K | Indoor Retrofit Kit | Troffer | Linear Retrofit Kits for 2x4 Luminaires | General Purpose |  |  | Standard | [16 empty] | 2018-05-25 | Yes | Continuous Dimming to 10% or below | [23 empty] | LLLBNI | [10 empty] | 7127 | 127.041 | 56.1 | 4.7 | 0.97 | 3500 | 83 | [13 empty] | No | [9 empty] | AC | Updated on 10/31/2019
Solid State Lighting | 5.1 | PEQ1ENCJ | Saylite/Texas Fluorescents Reinvented | Saylite | C96LY70WD(D,G,DALI,DEXAL,SR)MV40Koooo | Indoor Luminaires | Linear Ambient | Direct Linear Ambient Luminaires |  |  |  | Standard | [16 empty] | 2021-09-30 | Yes | Continuous Dimming to 10% or below | LLLC,Energy Monitoring,High End Trim | Multifunction Sensor, Sensor Receptacle, Daylight Sensing, Occupancy Sensing | 0-10V Analog, DALI, DMX, Phase Cut | Zigbee,Bluetooth,WiFi | No | No | Yes | Yes | Yes | Yes | Autani Energy Center, Avi-on, Douglas Dialog, Enlighted IOT System, Lutron- Vive, McWoing TruBlu, Nedap Luxon, Signify Easysense | Yes | Yes | No | Yes | Yes | Yes | Yes | No | Yes | Yes | Yes | No | RRRWGM | [10 empty] | 11747 | 167.82 | 70 | 10 | 0.994 | 4000 | 83 | 8 | 83 | 98 | -11 | 8 |  |  |  |  | No | No | No | No | No | [9 empty] | AC |  | 120 | 277 |  |  | 11747 | 70
Solid State Lighting | 5.1 | PES1KZ4D | Saylite/Texas Fluorescents Reinvented | Saylite | (SS,SV,SD,SM)UCLL24LY35W(D,G,DALI,DEXAL,SR)(MV or 120)35Koooo | Indoor Luminaires | Troffer | 2x4 Luminaires for Ambient Lighting of Interior Commercial Spaces |  |  |  | Premium | [16 empty] | 2021-07-29 | Yes | Continuous Dimming to 10% or below | Autani Energy Center, Avi-on, Douglas Dialog, Enlighted IOT System, Lutron- Vive, McWoing TruBlu, Nedap Luxon, Signify Easysense | Multifunction Sensor,Sensor Receptacle,Daylight Sensor,Occupancy Sensing | 0-10V Analog,DALI,DMX | Zigbee,Bluetooth,WiFi | No | No | Yes | Yes | Yes | Yes | Autani Energy Center, Avi-on, Douglas Dialog, Enlighted IOT System, Lutron- Vive, McWoing TruBlu, Nedap Luxon, Signify Easysense | No | No | No | Yes | Yes | Yes | No |  | Yes | Yes | Yes | No | JJJOWA | [10 empty] | 5159.31 | 147.409 | 35 | 11.2 | 0.949 | 3500 | 83 | 8 | 83 | 98 | -11 | [5 empty] | No | No | No | No | No | [9 empty] | AC |  | 120 | 277 |  |  | 5159.31 | 35
Solid State Lighting | 5 | PESHVBHJ | Saylite/Texas Fluorescents Reinvented | Saylite | UCLL24LF48W4800LDMV30K | Indoor Luminaires | Troffer | 2x4 Luminaires for Ambient Lighting of Interior Commercial Spaces |  |  |  | Standard | [16 empty] | 2016-02-03 | No | Continuous Dimming to 10% or below | [23 empty] | KKKYHA | [10 empty] | 5448 | 111.3 | 48.97 | 5.09 | 0.998 | 3000 | 83.3 | [6 empty] | TRUE | [6 empty] | No | [9 empty] | AC | Updated on 10/31/2019
Solid State Lighting | 5.1 | PESZ23CF | Saylite/Texas Fluorescents Reinvented | Saylite | 200A224LY25WDMV35Koooo | Indoor Luminaires | Linear Ambient | Direct Linear Ambient Luminaires |  |  |  | Standard | [16 empty] | 2021-11-02 | No | Continuous Dimming to 10% or below | No Control Capability | No Sensor | 0-10V Analog | No Wireless Protocol | No | No | No | No | No | No |  | No | No | No | Yes | No | No | No | No | No | No | No | No | VVVZVR | [10 empty] | 3262 | 130.46 | 25 | 9.6 | 0.909 | 3500 | 85 | 14 | 84 | 98 | -10 | 2 | 2.0 ft |  |  |  | No | No | No | No | No | [9 empty] | AC |  | 120 | 277 |  |  | 3262 | 25
Solid State Lighting | 5 | PETHHXN3 | Saylite/Texas Fluorescents Reinvented | Fleco Industries | HILFR48LX170W25000LDMV50Koooo (except WG) | Indoor Luminaires | High-Bay | High-Bay Luminaires for Commercial and Industrial Buildings |  |  |  | Premium | [16 empty] | 2020-06-23 | Yes | Continuous Dimming to 10% or below | [23 empty] | TTTVRK | [10 empty] | 25610 | 150.647 | 170 | 8.69 | 0.977 | 5000 | 83 | [13 empty] | No | [9 empty] | AC |  | 120 | 277 |  |  | 25610 | 170
Solid State Lighting | 5 | PETHP55A | Saylite/Texas Fluorescents Reinvented | Saylite | RSR96LT60W6900LDMVxxx40K | Indoor Retrofit Kit | Linear Ambient | Retrofit Kits for Direct Linear Ambient Luminaires | General Purpose |  |  | Standard | [16 empty] | 2017-06-12 | Yes | Continuous Dimming to 10% or below | [23 empty] | EAEEZR | [10 empty] | 7654 | 129.29 | 59.2 | 12 | 0.93 | 4000 | 84 | [13 empty] | No | [9 empty] | AC | Updated on 10/31/2019
Solid State Lighting | 5.1 | PEU0KXMQ | Saylite/Texas Fluorescents Reinvented | Saylite | S96LFRY60WD(D,G,DALI,DEXAL,SR)MV40Koooo | Indoor Luminaires | Linear Ambient | Direct Linear Ambient Luminaires |  |  |  | Standard | [16 empty] | 2021-09-30 | Yes | Continuous Dimming to 10% or below | LLLC,Energy Monitoring,High End Trim | Multifunction Sensor, Sensor Receptacle, Daylight Sensing, Occupancy Sensing | 0-10V Analog, DALI, DMX, Phase Cut | Zigbee,Bluetooth,WiFi | No | No | Yes | Yes | Yes | Yes | Autani Energy Center, Avi-on, Douglas Dialog, Enlighted IOT System, Lutron- Vive, McWoing TruBlu, Nedap Luxon, Signify Easysense | Yes | Yes | No | Yes | Yes | Yes | Yes | No | Yes | Yes | Yes | No | RRRWGM | [10 empty] | 9546 | 155.77 | 61.28 | 13.2 | 0.898 | 4000 | 84 | 9 | 83 | 98 | -11 | 8 |  |  |  |  | No | No | No | No | No | [9 empty] | AC |  | 120 | 277 |  |  | 9546 | 61.28
Solid State Lighting | 5.1 | PEUFM1LS | Saylite/Texas Fluorescents Reinvented | Saylite | 8RB(421 or 501)LY60WD(D,G,DALI,DEXAL,SR)MV40Koooo | Indoor Retrofit Kit | Linear Ambient | Retrofit Kits for Direct Linear Ambient Luminaires | Luminaire Specific |  |  | Standard | [16 empty] | 2021-09-30 | Yes | Continuous Dimming to 10% or below | LLLC,Energy Monitoring,High End Trim | Multifunction Sensor, Sensor Receptacle, Daylight Sensing, Occupancy Sensing | 0-10V Analog, DALI, DMX, Phase Cut | Zigbee,Bluetooth,WiFi | No | No | Yes | Yes | Yes | Yes | Autani Energy Center, Avi-on, Douglas Dialog, Enlighted IOT System, Lutron- Vive, McWoing TruBlu, Nedap Luxon, Signify Easysense | Yes | Yes | No | Yes | Yes | Yes | Yes | No | Yes | Yes | Yes | No | RRRWGM | [10 empty] | 10377 | 169.34 | 61.28 | 10 | 0.994 | 4000 | 83 | 8 | 83 | 98 | -11 | 8 |  |  |  |  | No | No | No | No | No | [9 empty] | AC |  | 120 | 277 |  |  | 10377 | 61.28
Solid State Lighting | 5 | PEUXZMHY | Saylite/Texas Fluorescents Reinvented | Saylite | RSR96LT116W13400LDMVxxx40K | Indoor Retrofit Kit | Linear Ambient | Retrofit Kits for Direct Linear Ambient Luminaires | General Purpose |  |  | Standard | [16 empty] | 2017-06-12 | Yes | Continuous Dimming to 10% or below | [23 empty] | EAEEZR | [10 empty] | 14026 | 120.5 | 116.4 | 3.8 | 0.98 | 4000 | 84 | [13 empty] | No | [9 empty] | AC | Updated on 10/31/2019
Solid State Lighting | 5.1 | PEV87IMQ | Saylite/Texas Fluorescents Reinvented | Saylite | 200A248LY40WDMV30Koooo | Indoor Luminaires | Linear Ambient | Direct Linear Ambient Luminaires |  |  |  | Standard | [16 empty] | 2021-11-02 | No | Continuous Dimming to 10% or below | No Control Capability | No Sensor | 0-10V Analog | No Wireless Protocol | No | No | No | No | No | No |  | No | No | No | Yes | No | No | No | No | No | No | No | No | VVVZVR | [10 empty] | 5991 | 149.77 | 40 | 13.2 | 0.898 | 3000 | 84 | 9 | 84 | 97 | -11 | 4 | 4.0 ft |  |  |  | No | No | No | No | No | [9 empty] | AC |  | 120 | 277 |  |  | 5991 | 40
Solid State Lighting | 5.1 | PEVZHO2G | Saylite/Texas Fluorescents Reinvented | Saylite | 207A248LY50WDMV35Koooo | Indoor Luminaires | Linear Ambient | Direct Linear Ambient Luminaires |  |  |  | Standard | [16 empty] | 2021-11-02 | No | Continuous Dimming to 10% or below | No Control Capability | No Sensor | 0-10V Analog | No Wireless Protocol | No | No | No | No | No | No |  | No | No | No | Yes | No | No | No | No | No | No | No | No | VVVZVR | [10 empty] | 7681 | 153.63 | 50 | 13.2 | 0.898 | 3500 | 84 | 9 | 84 | 97 | -11 | 4 | 4.0 ft |  |  |  | No | No | No | No | No | [9 empty] | AC |  | 120 | 277 |  |  | 7681 | 50
Solid State Lighting | 5.1 | PEW4BV92 | Saylite/Texas Fluorescents Reinvented | Saylite | C48LY35WD(D,G,DALI,DEXAL,SR)MV40Koooo | Indoor Luminaires | Linear Ambient | Direct Linear Ambient Luminaires |  |  |  | Standard | [16 empty] | 2021-09-30 | Yes | Continuous Dimming to 10% or below | LLLC,Energy Monitoring,High End Trim | Multifunction Sensor, Sensor Receptacle, Daylight Sensing, Occupancy Sensing | 0-10V Analog, DALI, DMX, Phase Cut | Zigbee,Bluetooth,WiFi | No | No | Yes | Yes | Yes | Yes | Autani Energy Center, Avi-on, Douglas Dialog, Enlighted IOT System, Lutron- Vive, McWoing TruBlu, Nedap Luxon, Signify Easysense | Yes | Yes | No | Yes | Yes | Yes | Yes | No | Yes | Yes | Yes | No | RRRWGM | [10 empty] | 5874 | 167.82 | 35 | 10 | 0.994 | 4000 | 83 | 8 | 83 | 98 | -11 | 4 |  |  |  |  | No | No | No | No | No | [9 empty] | AC |  | 120 | 277 |  |  | 5874 | 35
Solid State Lighting | 5.1 | PEX4AEK8 | Saylite/Texas Fluorescents Reinvented | Saylite | 8RB(421 or 501)LY60WD(D,G,DALI,DEXAL,SR)MV50Koooo | Indoor Retrofit Kit | Linear Ambient | Retrofit Kits for Direct Linear Ambient Luminaires | Luminaire Specific |  |  | Standard | [16 empty] | 2021-09-30 | Yes | Continuous Dimming to 10% or below | LLLC,Energy Monitoring,High End Trim | Multifunction Sensor, Sensor Receptacle, Daylight Sensing, Occupancy Sensing | 0-10V Analog, DALI, DMX, Phase Cut | Zigbee,Bluetooth,WiFi | No | No | Yes | Yes | Yes | Yes | Autani Energy Center, Avi-on, Douglas Dialog, Enlighted IOT System, Lutron- Vive, McWoing TruBlu, Nedap Luxon, Signify Easysense | Yes | Yes | No | Yes | Yes | Yes | Yes | No | Yes | Yes | Yes | No | RRRWGM | [10 empty] | 10377 | 169.34 | 61.28 | 10 | 0.994 | 5000 | 82 | 10 | 81 | 97 | -12 | 8 |  |  |  |  | No | No | No | No | No | [9 empty] | AC |  | 120 | 277 |  |  | 10377 | 61.28
Solid State Lighting | 5.1 | PEXOT91M | Saylite/Texas Fluorescents Reinvented | Saylite | CITE48LFRY40WDMV35K | Indoor Luminaires | Linear Ambient | Direct Linear Ambient Luminaires |  |  |  | Standard | [16 empty] | 2021-04-28 | Yes | Continuous Dimming to 10% or below | Energy Monitoring, High-end Trim, Autani Energy Center, Avi-on, Douglas Dialog, Enlighted IOT System, Lutron- Vive, McWoing TruBlu, Nedap Luxon, Signify Easysense | Daylight Sensor, Occupancy Sensor, Multifunction Sensor, Integral Sensor Receptacle | 0-10V Analog,DALI,DMX | Zigbee, Bluetooth, Wifi | No | No | Yes | Yes | Yes | Yes | Autani Energy Center, Avi-on, Douglas Dialog, Enlighted IOT System, Lutron- Vive, McWoing TruBlu, Nedap Luxon, Signify Easysense | Yes | Yes | No | Yes | Yes | Yes | No | No | Yes | Yes | Yes |  | BBBFSF | [10 empty] | 6068 | 151.7 | 40 | 9.5 | 0.902 | 3500 | 84 | 10 | 84 | 98 | -11 | 4 | 4.0 ft |  |  |  | No | No | No | No | No | [9 empty] | AC |  | 120 | 277 |  |  | 6068 | 40
Solid State Lighting | 5 | PEY8GUCR | Saylite/Texas Fluorescents Reinvented | Saylite | SS213A48LE48W6000LDMV40K-xx | Outdoor Luminaires | Mid Output | Stairwell and Passageway Luminaires |  |  |  | Premium | [16 empty] | 2017-02-03 | Yes | Continuous Dimming to 10% or below | [23 empty] | YYYBKU | [10 empty] | 5985 | 124.69 | 48 | 7.6 | 0.99 | 4000 | 82 | [13 empty] | No | [9 empty] | AC | Updated on 10/31/2019
Solid State Lighting | 5.1 | PEYNL9WS | Saylite/Texas Fluorescents Reinvented | Saylite | 200A248LY50WDMV50Koooo | Indoor Luminaires | Linear Ambient | Direct Linear Ambient Luminaires |  |  |  | Standard | [16 empty] | 2021-11-02 | No | Continuous Dimming to 10% or below | No Control Capability | No Sensor | 0-10V Analog | No Wireless Protocol | No | No | No | No | No | No |  | No | No | No | Yes | No | No | No | No | No | No | No | No | VVVZVR | [10 empty] | 7844 | 156.88 | 50 | 13.2 | 0.898 | 5000 | 84 | 13 | 82 | 96 | -12 | 4 | 4.0 ft |  |  |  | No | No | No | No | No | [9 empty] | AC |  | 120 | 277 |  |  | 7844 | 50
Solid State Lighting | 5.1 | PEYPMW4P | Saylite/Texas Fluorescents Reinvented | Saylite | S24LFRY20WD(D,G,DALI,DEXAL,SR)MV50Koooo | Indoor Luminaires | Linear Ambient | Direct Linear Ambient Luminaires |  |  |  | Standard | [16 empty] | 2021-09-30 | Yes | Continuous Dimming to 10% or below | LLLC,Energy Monitoring,High End Trim | Multifunction Sensor, Sensor Receptacle, Daylight Sensing, Occupancy Sensing | 0-10V Analog, DALI, DMX, Phase Cut | Zigbee,Bluetooth,WiFi | No | No | Yes | Yes | Yes | Yes | Autani Energy Center, Avi-on, Douglas Dialog, Enlighted IOT System, Lutron- Vive, McWoing TruBlu, Nedap Luxon, Signify Easysense | Yes | Yes | No | Yes | Yes | Yes | Yes | No | Yes | Yes | Yes | No | RRRWGM | [10 empty] | 3005 | 150.27 | 20 | 13.4 | 0.904 | 5000 | 83 | 12 | 82 | 97 | -12 | 2 |  |  |  |  | No | No | No | No | No | [9 empty] | AC |  | 120 | 277 |  |  | 3005 | 20
Solid State Lighting | 5.1 | PEZ4QZ96 | Saylite/Texas Fluorescents Reinvented | Saylite | 209A48LY15WDMV35Koooo | Indoor Luminaires | Linear Ambient | Direct Linear Ambient Luminaires |  |  |  | Standard | [16 empty] | 2021-11-02 | No | Continuous Dimming to 10% or below | No Control Capability | No Sensor | 0-10V Analog | No Wireless Protocol | No | No | No | No | No | No |  | No | No | No | Yes | No | No | No | No | No | No | No | No | VVVZVR | [10 empty] | 2467 | 162.75 | 15.2 | 9.2 | 0.916 | 3500 | 84 | 10 | 84 | 97 | -11 | 4 | 4.0 ft |  |  |  | No | No | No | No | No | [9 empty] | AC |  | 120 | 277 |  |  | 2467 | 15.2
Solid State Lighting | 5 | PEZ8YZ98 | Saylite/Texas Fluorescents Reinvented | Saylite | JSR48L40W5400LDMV50K | Indoor Luminaires | Linear Ambient | Direct Linear Ambient Luminaires |  |  |  | Standard | [16 empty] | 2016-09-30 | No | Not Dimmable | [23 empty] | WWWANL | [10 empty] | 5399 | 135 | 39.98 | 20 | 0.9 | 5000 | 82.1 |  |  |  |  | 4 | 4.0 ft | [7 empty] | No | [9 empty] | AC | Updated on 10/31/2019
Solid State Lighting | 5.1 | PF0NC5JP | Saylite/Texas Fluorescents Reinvented | Saylite | C48LFRY15WD(D,G,DALI,DEXAL,SR)MV30Koooo | Indoor Luminaires | Linear Ambient | Direct Linear Ambient Luminaires |  |  |  | Standard | [16 empty] | 2021-09-30 | Yes | Continuous Dimming to 10% or below | LLLC,Energy Monitoring,High End Trim | Multifunction Sensor, Sensor Receptacle, Daylight Sensing, Occupancy Sensing | 0-10V Analog, DALI, DMX, Phase Cut | Zigbee,Bluetooth,WiFi | No | No | Yes | Yes | Yes | Yes | Autani Energy Center, Avi-on, Douglas Dialog, Enlighted IOT System, Lutron- Vive, McWoing TruBlu, Nedap Luxon, Signify Easysense | Yes | Yes | No | Yes | Yes | Yes | Yes | No | Yes | Yes | Yes | No | RRRWGM | [10 empty] | 2175 | 147.84 | 14.71 | 13.2 | 0.898 | 3000 | 84 | 9 | 83 | 98 | -11 | 4 |  |  |  |  | No | No | No | No | No | [9 empty] | AC |  | 120 | 277 |  |  | 2175 | 14.71
Solid State Lighting | 5.1 | PF0YH0DV | Saylite/Texas Fluorescents Reinvented | Saylite | 2RB(421 or 501)LY20WD(D,G,DALI,DEXAL,SR)MV30Koooo | Indoor Retrofit Kit | Linear Ambient | Retrofit Kits for Direct Linear Ambient Luminaires | Luminaire Specific |  |  | Standard | [16 empty] | 2021-09-30 | Yes | Continuous Dimming to 10% or below | LLLC,Energy Monitoring,High End Trim | Multifunction Sensor, Sensor Receptacle, Daylight Sensing, Occupancy Sensing | 0-10V Analog, DALI, DMX, Phase Cut | Zigbee,Bluetooth,WiFi | No | No | Yes | Yes | Yes | Yes | Autani Energy Center, Avi-on, Douglas Dialog, Enlighted IOT System, Lutron- Vive, McWoing TruBlu, Nedap Luxon, Signify Easysense | Yes | Yes | No | Yes | Yes | Yes | Yes | No | Yes | Yes | Yes | No | RRRWGM | [10 empty] | 3032 | 151.62 | 20 | 13.3 | 0.905 | 3000 | 84 | 9 | 84 | 98 | -11 | 2 |  |  |  |  | No | No | No | No | No | [9 empty] | AC |  | 120 | 277 |  |  | 3032 | 20
Solid State Lighting | 5.1 | PF2DOQIM | Saylite/Texas Fluorescents Reinvented | Saylite | 209A48LY45WDMV40Koooo | Indoor Luminaires | Linear Ambient | Direct Linear Ambient Luminaires |  |  |  | Standard | [16 empty] | 2021-11-02 | No | Continuous Dimming to 10% or below | No Control Capability | No Sensor | 0-10V Analog | No Wireless Protocol | No | No | No | No | No | No |  | No | No | No | Yes | No | No | No | No | No | No | No | No | VVVZVR | [10 empty] | 7137 | 158.59 | 45 | 13.2 | 0.898 | 4000 | 84 | 9 | 84 | 97 | -11 | 4 | 4.0 ft |  |  |  | No | No | No | No | No | [9 empty] | AC |  | 120 | 277 |  |  | 7137 | 45
Solid State Lighting | 5.1 | PF40ES98 | Saylite/Texas Fluorescents Reinvented | Saylite | C48LY20WD(D,G,DALI,DEXAL,SR)MV35Koooo | Indoor Luminaires | Linear Ambient | Direct Linear Ambient Luminaires |  |  |  | Standard | [16 empty] | 2021-09-30 | Yes | Continuous Dimming to 10% or below | LLLC,Energy Monitoring,High End Trim | Multifunction Sensor, Sensor Receptacle, Daylight Sensing, Occupancy Sensing | 0-10V Analog, DALI, DMX, Phase Cut | Zigbee,Bluetooth,WiFi | No | No | Yes | Yes | Yes | Yes | Autani Energy Center, Avi-on, Douglas Dialog, Enlighted IOT System, Lutron- Vive, McWoing TruBlu, Nedap Luxon, Signify Easysense | Yes | Yes | No | Yes | Yes | Yes | Yes | No | Yes | Yes | Yes | No | RRRWGM | [10 empty] | 3333 | 166.64 | 20 | 13.2 | 0.898 | 3500 | 84 | 9 | 83 | 98 | -11 | 4 |  |  |  |  | No | No | No | No | No | [9 empty] | AC |  | 120 | 277 |  |  | 3333 | 20
Solid State Lighting | 5 | PF47EKNE | Saylite/Texas Fluorescents Reinvented | Saylite | 131A14LF48W5400LDMV50K | Indoor Luminaires | Troffer | 1x4 Luminaires for Ambient Lighting of Interior Commercial Spaces |  |  | TRUE | Standard |  |  | 5423.9 | 113.2 | 47.91 | 6.6 | 0.985 | 5295 | 83 | [5 empty] | 5 | 50000 | 2017-02-03 | Yes | Continuous Dimming to 10% or below | [23 empty] | YYYBLB | [10 empty] | 5545 | 115.52 | 48 | 5 | 1 | 5000 | 83 | [13 empty] | No | [9 empty] | AC | Updated on 10/31/2019
Solid State Lighting | 5.1 | PF4TB0M4 | Saylite/Texas Fluorescents Reinvented | Saylite | CITE48LFRY25WDMV50K | Indoor Luminaires | Linear Ambient | Direct Linear Ambient Luminaires |  |  |  | Standard | [16 empty] | 2021-04-28 | Yes | Continuous Dimming to 10% or below | Energy Monitoring, High-end Trim, Autani Energy Center, Avi-on, Douglas Dialog, Enlighted IOT System, Lutron- Vive, McWoing TruBlu, Nedap Luxon, Signify Easysense | Daylight Sensor, Occupancy Sensor, Multifunction Sensor, Integral Sensor Receptacle | 0-10V Analog,DALI,DMX | Zigbee, Bluetooth, Wifi | No | No | Yes | Yes | Yes | Yes | Autani Energy Center, Avi-on, Douglas Dialog, Enlighted IOT System, Lutron- Vive, McWoing TruBlu, Nedap Luxon, Signify Easysense | Yes | Yes | No | Yes | Yes | Yes | No | No | Yes | Yes | Yes |  | BBBFSF | [10 empty] | 3994.86 | 159.795 | 25 | 9.5 | 0.902 | 5000 | 82 | 11 | 82 | 97 | -12 | 4 | 4.0 ft |  |  |  | No | No | No | No | No | [9 empty] | AC |  | 120 | 277 |  |  | 3994.86 | 25
Solid State Lighting | 5.1 | PF5A9DQS | Saylite/Texas Fluorescents Reinvented | Saylite | S24LY20WD(D,G,DALI,DEXAL,SR)MV40Koooo | Indoor Luminaires | Linear Ambient | Direct Linear Ambient Luminaires |  |  |  | Standard | [16 empty] | 2021-09-30 | Yes | Continuous Dimming to 10% or below | LLLC,Energy Monitoring,High End Trim | Multifunction Sensor, Sensor Receptacle, Daylight Sensing, Occupancy Sensing | 0-10V Analog, DALI, DMX, Phase Cut | Zigbee,Bluetooth,WiFi | No | No | Yes | Yes | Yes | Yes | Autani Energy Center, Avi-on, Douglas Dialog, Enlighted IOT System, Lutron- Vive, McWoing TruBlu, Nedap Luxon, Signify Easysense | Yes | Yes | No | Yes | Yes | Yes | Yes | No | Yes | Yes | Yes | No | RRRWGM | [10 empty] | 3249 | 162.46 | 20 | 13.3 | 0.905 | 4000 | 84 | 9 | 84 | 98 | -11 | 2 |  |  |  |  | No | No | No | No | No | [9 empty] | AC |  | 120 | 277 |  |  | 3249 | 20
Solid State Lighting | 5.1 | PF6RZDO1 | Saylite/Texas Fluorescents Reinvented | Saylite | 4RB(421 or 501)LY40WD(D,G,DALI,DEXAL,SR)MV35Koooo | Indoor Retrofit Kit | Linear Ambient | Retrofit Kits for Direct Linear Ambient Luminaires | Luminaire Specific |  |  | Standard | [16 empty] | 2021-09-30 | Yes | Continuous Dimming to 10% or below | LLLC,Energy Monitoring,High End Trim | Multifunction Sensor, Sensor Receptacle, Daylight Sensing, Occupancy Sensing | 0-10V Analog, DALI, DMX, Phase Cut | Zigbee,Bluetooth,WiFi | No | No | Yes | Yes | Yes | Yes | Autani Energy Center, Avi-on, Douglas Dialog, Enlighted IOT System, Lutron- Vive, McWoing TruBlu, Nedap Luxon, Signify Easysense | Yes | Yes | No | Yes | Yes | Yes | Yes | No | Yes | Yes | Yes | No | RRRWGM | [10 empty] | 6514 | 162.85 | 40 | 10 | 0.994 | 3500 | 83 | 8 | 83 | 98 | -11 | 4 |  |  |  |  | No | No | No | No | No | [9 empty] | AC |  | 120 | 277 |  |  | 6514 | 40
Solid State Lighting | 5.1 | PF7CTX7I | Saylite/Texas Fluorescents Reinvented | Saylite | 8RB(421 or 501)LY50WD(D,G,DALI,DEXAL,SR)MV30Koooo | Indoor Retrofit Kit | Linear Ambient | Retrofit Kits for Direct Linear Ambient Luminaires | Luminaire Specific |  |  | Standard | [16 empty] | 2021-09-30 | Yes | Continuous Dimming to 10% or below | LLLC,Energy Monitoring,High End Trim | Multifunction Sensor, Sensor Receptacle, Daylight Sensing, Occupancy Sensing | 0-10V Analog, DALI, DMX, Phase Cut | Zigbee,Bluetooth,WiFi | No | No | Yes | Yes | Yes | Yes | Autani Energy Center, Avi-on, Douglas Dialog, Enlighted IOT System, Lutron- Vive, McWoing TruBlu, Nedap Luxon, Signify Easysense | Yes | Yes | No | Yes | Yes | Yes | Yes | No | Yes | Yes | Yes | No | RRRWGM | [10 empty] | 7929 | 158.59 | 50 | 13.2 | 0.898 | 3000 | 84 | 9 | 83 | 98 | -11 | 8 |  |  |  |  | No | No | No | No | No | [9 empty] | AC |  | 120 | 277 |  |  | 7929 | 50
Solid State Lighting | 5 | PF7XVSBP | Saylite/Texas Fluorescents Reinvented | Saylite | C96LF118W15500LDMV40K | Indoor Luminaires | Linear Ambient | Direct Linear Ambient Luminaires |  |  |  | Standard | [16 empty] | 2017-02-03 | Yes | Continuous Dimming to 10% or below | [23 empty] | YYYBLC | [10 empty] | 15510 | 131.44 | 118 | 5.07 | 1 | 4000 | 84 |  |  |  |  | 8 | 8.0 ft | [7 empty] | No | [9 empty] | AC | Updated on 10/31/2019
Solid State Lighting | 5 | PF84JD44 | Saylite/Texas Fluorescents Reinvented | Saylite | CBF22LHF24W3000LDMV35K | Indoor Luminaires | Troffer | 2x2 Luminaires for Ambient Lighting of Interior Commercial Spaces |  |  |  | Premium | [16 empty] | 2017-02-03 | Yes | Continuous Dimming to 10% or below | [23 empty] | YYYBKY | [10 empty] | 2950 | 124.6 | 23.67 | 3.8 | 1 | 3500 | 84 | [13 empty] | No | [9 empty] | AC | Updated on 10/31/2019
Solid State Lighting | 5.1 | PF8762SU | Saylite/Texas Fluorescents Reinvented | Saylite | S48LY35WD(D,G,DALI,DEXAL,SR)MV50Koooo | Indoor Luminaires | Linear Ambient | Direct Linear Ambient Luminaires |  |  |  | Standard | [16 empty] | 2021-09-30 | Yes | Continuous Dimming to 10% or below | LLLC,Energy Monitoring,High End Trim | Multifunction Sensor, Sensor Receptacle, Daylight Sensing, Occupancy Sensing | 0-10V Analog, DALI, DMX, Phase Cut | Zigbee,Bluetooth,WiFi | No | No | Yes | Yes | Yes | Yes | Autani Energy Center, Avi-on, Douglas Dialog, Enlighted IOT System, Lutron- Vive, McWoing TruBlu, Nedap Luxon, Signify Easysense | Yes | Yes | No | Yes | Yes | Yes | Yes | No | Yes | Yes | Yes | No | RRRWGM | [10 empty] | 5874 | 167.82 | 35 | 10 | 0.994 | 5000 | 82 | 10 | 81 | 97 | -12 | 4 |  |  |  |  | No | No | No | No | No | [9 empty] | AC |  | 120 | 277 |  |  | 5874 | 35
Solid State Lighting | 5.1 | PF99L8BI | Saylite/Texas Fluorescents Reinvented | Saylite | RKCIT48LY45WDMV35K | Indoor Retrofit Kit | Linear Ambient | Retrofit Kits for Direct Linear Ambient Luminaires | Luminaire Specific |  |  | Standard | [16 empty] | 2021-04-28 | Yes | Continuous Dimming to 10% or below | Energy Monitoring, High-end Trim, Autani Energy Center, Avi-on, Douglas Dialog, Enlighted IOT System, Lutron- Vive, McWoing TruBlu, Nedap Luxon, Signify Easysense | Daylight Sensor, Occupancy Sensor, Multifunction Sensor, Integral Sensor Receptacle | 0-10V Analog,DALI,DMX | Zigbee, Bluetooth, Wifi | No | No | Yes | Yes | Yes | Yes | Autani Energy Center, Avi-on, Douglas Dialog, Enlighted IOT System, Lutron- Vive, McWoing TruBlu, Nedap Luxon, Signify Easysense | Yes | Yes | No | Yes | Yes | Yes | No | No | Yes | Yes | Yes |  | BBBFSF | [10 empty] | 6393.7 | 142.082 | 45 | 9.5 | 0.902 | 3500 | 84 | 10 | 84 | 98 | -11 | 4 | 4.0 ft |  |  |  | No | No | No | No | No | [9 empty] | AC |  | 120 | 277 |  |  | 6393.7 | 45
Solid State Lighting | 5.1 | PFDREKFD | Saylite/Texas Fluorescents Reinvented | Saylite | C48LFRY35WD(D,G,DALI,DEXAL,SR)MV40Koooo | Indoor Luminaires | Linear Ambient | Direct Linear Ambient Luminaires |  |  |  | Standard | [16 empty] | 2021-09-30 | Yes | Continuous Dimming to 10% or below | LLLC,Energy Monitoring,High End Trim | Multifunction Sensor, Sensor Receptacle, Daylight Sensing, Occupancy Sensing | 0-10V Analog, DALI, DMX, Phase Cut | Zigbee,Bluetooth,WiFi | No | No | Yes | Yes | Yes | Yes | Autani Energy Center, Avi-on, Douglas Dialog, Enlighted IOT System, Lutron- Vive, McWoing TruBlu, Nedap Luxon, Signify Easysense | Yes | Yes | No | Yes | Yes | Yes | Yes | No | Yes | Yes | Yes | No | RRRWGM | [10 empty] | 5399 | 154.25 | 35 | 13.2 | 0.898 | 4000 | 84 | 9 | 83 | 98 | -11 | 4 |  |  |  |  | No | No | No | No | No | [9 empty] | AC |  | 120 | 277 |  |  | 5399 | 35
Solid State Lighting | 5 | PFFB8KNE | Saylite/Texas Fluorescents Reinvented | Saylite | C48LF57W7800LDMV30K | Indoor Luminaires | Linear Ambient | Direct Linear Ambient Luminaires |  |  |  | Standard | [16 empty] | 2017-02-03 | Yes | Continuous Dimming to 10% or below | [23 empty] | YYYBLC | [10 empty] | 7384 | 125.13 | 59.01 | 5.07 | 1 | 3000 | 84 |  |  |  |  | 4 | 4.0 ft | TRUE | [6 empty] | No | [9 empty] | AC | Updated on 10/31/2019
Solid State Lighting | 5.1 | PFFZ0BPV | Saylite/Texas Fluorescents Reinvented | Saylite | 209A24LY25WDMV30Koooo | Indoor Luminaires | Linear Ambient | Direct Linear Ambient Luminaires |  |  |  | Standard | [16 empty] | 2021-11-02 | No | Continuous Dimming to 10% or below | No Control Capability | No Sensor | 0-10V Analog | No Wireless Protocol | No | No | No | No | No | No |  | No | No | No | Yes | No | No | No | No | No | No | No | No | VVVZVR | [10 empty] | 3103 | 124.13 | 25 | 9.6 | 0.909 | 3000 | 85 | 14 | 84 | 98 | -10 | 2 | 2.0 ft |  |  |  | No | No | No | No | No | [9 empty] | AC |  | 120 | 277 |  |  | 3103 | 25
Solid State Lighting | 5 | PFG3DJVC | Saylite/Texas Fluorescents Reinvented | Saylite | 131A14LJ35W4300LDMV30K | Indoor Luminaires | Troffer | 1x4 Luminaires for Ambient Lighting of Interior Commercial Spaces |  |  |  | Standard | [16 empty] | 2018-05-25 | Yes | Continuous Dimming to 10% or below | [23 empty] | LLLBNI | [10 empty] | 4057 | 115.914 | 35 | 4.9 | 0.97 | 3000 | 83 | [6 empty] | TRUE | [6 empty] | No | [9 empty] | AC | Updated on 10/31/2019
Solid State Lighting | 5 | PFHA5VUZ | Saylite/Texas Fluorescents Reinvented | Saylite | RSR48LT58W6700LDMVxxx40K | Indoor Retrofit Kit | Linear Ambient | Retrofit Kits for Direct Linear Ambient Luminaires | General Purpose |  |  | Standard | [16 empty] | 2017-06-12 | Yes | Continuous Dimming to 10% or below | [23 empty] | EAEEZR | [10 empty] | 7013 | 120.5 | 58.2 | 3.8 | 0.98 | 4000 | 84 | [13 empty] | No | [9 empty] | AC | Updated on 10/31/2019
Solid State Lighting | 5 | PFHXQFEE | Saylite/Texas Fluorescents Reinvented | Saylite | C96LFRF97W11900LDMV40K | Indoor Luminaires | Linear Ambient | Direct Linear Ambient Luminaires |  |  |  | Standard | [16 empty] | 2017-02-03 | Yes | Continuous Dimming to 10% or below | [23 empty] | YYYBLC | [10 empty] | 11910 | 122.78 | 97 | 5.14 | 1 | 4000 | 84 |  |  |  |  | 8 | 8.0 ft | [7 empty] | No | [9 empty] | AC | Updated on 10/31/2019
Solid State Lighting | 5 | PFJAW8SM | Saylite/Texas Fluorescents Reinvented | Saylite | RSR96LT60W6900LDMVxxx30K | Indoor Retrofit Kit | Linear Ambient | Retrofit Kits for Direct Linear Ambient Luminaires | General Purpose |  |  | Standard | [16 empty] | 2017-06-12 | Yes | Continuous Dimming to 10% or below | [23 empty] | EAEEZR | [10 empty] | 7058 | 119.22 | 59.2 | 12 | 0.93 | 3000 | 84 | [6 empty] | TRUE | [6 empty] | No | [9 empty] | AC | Updated on 10/31/2019
Solid State Lighting | 5 | PFJFCN1Q | Saylite/Texas Fluorescents Reinvented | Saylite | CBF22LF30W3600LDMV35K | Indoor Luminaires | Troffer | 2x2 Luminaires for Ambient Lighting of Interior Commercial Spaces |  |  |  | Standard | [16 empty] | 2017-02-03 | Yes | Continuous Dimming to 10% or below | [23 empty] | YYYBKW | [10 empty] | 3433 | 107.79 | 31.85 | 11.1 | 0.96 | 3500 | 84 | [13 empty] | No | [9 empty] | AC | Updated on 10/31/2019
Solid State Lighting | 5.1 | PFLBCBD4 | Saylite/Texas Fluorescents Reinvented | Saylite | 8RB(421 or 501)LY70WD(D,G,DALI,DEXAL,SR)MV40Koooo | Indoor Retrofit Kit | Linear Ambient | Retrofit Kits for Direct Linear Ambient Luminaires | Luminaire Specific |  |  | Standard | [16 empty] | 2021-09-30 | Yes | Continuous Dimming to 10% or below | LLLC,Energy Monitoring,High End Trim | Multifunction Sensor, Sensor Receptacle, Daylight Sensing, Occupancy Sensing | 0-10V Analog, DALI, DMX, Phase Cut | Zigbee,Bluetooth,WiFi | No | No | Yes | Yes | Yes | Yes | Autani Energy Center, Avi-on, Douglas Dialog, Enlighted IOT System, Lutron- Vive, McWoing TruBlu, Nedap Luxon, Signify Easysense | Yes | Yes | No | Yes | Yes | Yes | Yes | No | Yes | Yes | Yes | No | RRRWGM | [10 empty] | 11747 | 167.82 | 70 | 10 | 0.994 | 4000 | 83 | 8 | 83 | 98 | -11 | 8 |  |  |  |  | No | No | No | No | No | [9 empty] | AC |  | 120 | 277 |  |  | 11747 | 70
Solid State Lighting | 5.1 | PFLMDCEZ | Saylite/Texas Fluorescents Reinvented | Saylite | CITE96LFRY50WDMV40K | Indoor Luminaires | Linear Ambient | Direct Linear Ambient Luminaires |  |  |  | Standard | [16 empty] | 2021-04-28 | Yes | Continuous Dimming to 10% or below | Energy Monitoring, High-end Trim, Autani Energy Center, Avi-on, Douglas Dialog, Enlighted IOT System, Lutron- Vive, McWoing TruBlu, Nedap Luxon, Signify Easysense | Daylight Sensor, Occupancy Sensor, Multifunction Sensor, Integral Sensor Receptacle | 0-10V Analog,DALI,DMX | Zigbee, Bluetooth, Wifi | No | No | Yes | Yes | Yes | Yes | Autani Energy Center, Avi-on, Douglas Dialog, Enlighted IOT System, Lutron- Vive, McWoing TruBlu, Nedap Luxon, Signify Easysense | Yes | Yes | No | Yes | Yes | Yes | No | No | Yes | Yes | Yes |  | BBBFSF | [10 empty] | 7989.73 | 159.795 | 50 | 9.5 | 0.902 | 4000 | 84 | 10 | 84 | 98 | -11 | 8 | 8.0 ft |  |  |  | No | No | No | No | No | [9 empty] | AC |  | 120 | 277 |  |  | 7989.73 | 50
Solid State Lighting | 5.1 | PFLO4ZLZ | Saylite/Texas Fluorescents Reinvented | Saylite | C96LY108WD(D,G,DALI,DEXAL,SR)MV30Koooo | Indoor Luminaires | Linear Ambient | Direct Linear Ambient Luminaires |  |  |  | Standard | [16 empty] | 2021-09-30 | Yes | Continuous Dimming to 10% or below | LLLC,Energy Monitoring,High End Trim | Multifunction Sensor, Sensor Receptacle, Daylight Sensing, Occupancy Sensing | 0-10V Analog, DALI, DMX, Phase Cut | Zigbee,Bluetooth,WiFi | No | No | Yes | Yes | Yes | Yes | Autani Energy Center, Avi-on, Douglas Dialog, Enlighted IOT System, Lutron- Vive, McWoing TruBlu, Nedap Luxon, Signify Easysense | Yes | Yes | No | Yes | Yes | Yes | Yes | No | Yes | Yes | Yes | No | RRRWGM | [10 empty] | 15988 | 149.87 | 106.68 | 10 | 0.994 | 3000 | 83 | 7 | 83 | 98 | -11 | 8 |  |  |  |  | No | No | No | No | No | [9 empty] | AC |  | 120 | 277 |  |  | 15988 | 106.68
Solid State Lighting | 5 | PFMWTTY7 | Saylite/Texas Fluorescents Reinvented | Saylite | HIL48LA215W30000LDMVxxx50Koooo | Indoor Luminaires | High-Bay | High-Bay Luminaires for Commercial and Industrial Buildings |  |  |  | Standard | [16 empty] | 2017-05-15 | Yes | Continuous Dimming to 10% or below | [23 empty] | KKKZVA | [10 empty] | 31386 | 145.98 | 215 | 6.5 | 0.98 | 5000 | 82 | [13 empty] | No | [9 empty] | AC | Product delisted 1/31/2018 relisted on 05/22/2018, Updated on 10/31/2019
Solid State Lighting | 5.1 | PFNSKK7L | Saylite/Texas Fluorescents Reinvented | Saylite | CITE48LFRY40WDMV40K | Indoor Luminaires | Linear Ambient | Direct Linear Ambient Luminaires |  |  |  | Standard | [16 empty] | 2021-04-28 | Yes | Continuous Dimming to 10% or below | Energy Monitoring, High-end Trim, Autani Energy Center, Avi-on, Douglas Dialog, Enlighted IOT System, Lutron- Vive, McWoing TruBlu, Nedap Luxon, Signify Easysense | Daylight Sensor, Occupancy Sensor, Multifunction Sensor, Integral Sensor Receptacle | 0-10V Analog,DALI,DMX | Zigbee, Bluetooth, Wifi | No | No | Yes | Yes | Yes | Yes | Autani Energy Center, Avi-on, Douglas Dialog, Enlighted IOT System, Lutron- Vive, McWoing TruBlu, Nedap Luxon, Signify Easysense | Yes | Yes | No | Yes | Yes | Yes | No | No | Yes | Yes | Yes |  | BBBFSF | [10 empty] | 6196.58 | 154.914 | 40 | 9.5 | 0.902 | 4000 | 84 | 10 | 84 | 98 | -11 | 4 | 4.0 ft |  |  |  | No | No | No | No | No | [9 empty] | AC |  | 120 | 277 |  |  | 6196.58 | 40
Solid State Lighting | 5.1 | PFNZXO9S | Saylite/Texas Fluorescents Reinvented | Saylite | C96LY40WD(D,G,DALI,DEXAL,SR)MV40Koooo | Indoor Luminaires | Linear Ambient | Direct Linear Ambient Luminaires |  |  |  | Standard | [16 empty] | 2021-09-30 | Yes | Continuous Dimming to 10% or below | LLLC,Energy Monitoring,High End Trim | Multifunction Sensor, Sensor Receptacle, Daylight Sensing, Occupancy Sensing | 0-10V Analog, DALI, DMX, Phase Cut | Zigbee,Bluetooth,WiFi | No | No | Yes | Yes | Yes | Yes | Autani Energy Center, Avi-on, Douglas Dialog, Enlighted IOT System, Lutron- Vive, McWoing TruBlu, Nedap Luxon, Signify Easysense | Yes | Yes | No | Yes | Yes | Yes | Yes | No | Yes | Yes | Yes | No | RRRWGM | [10 empty] | 6807 | 170.17 | 40 | 13.2 | 0.898 | 4000 | 84 | 9 | 83 | 98 | -11 | 8 |  |  |  |  | No | No | No | No | No | [9 empty] | AC |  | 120 | 277 |  |  | 6807 | 40
Solid State Lighting | 5.1 | PFO29C87 | Saylite/Texas Fluorescents Reinvented | Saylite | (SS,SV,SD,SM)CBF24LY30WDMV50Koooo | Indoor Luminaires | Troffer | 2x4 Luminaires for Ambient Lighting of Interior Commercial Spaces |  |  |  | Standard | [16 empty] | 2021-07-29 | Yes | Continuous Dimming to 10% or below | Autani Energy Center, Avi-on, Douglas Dialog, Enlighted IOT System, Lutron- Vive, McWoing TruBlu, Nedap Luxon, Signify Easysense | Multifunction Sensor,Sensor Receptacle,Daylight Sensor,Occupancy Sensing | 0-10V Analog | Zigbee,Bluetooth,WiFi | No | No | Yes | Yes | Yes | Yes | Autani Energy Center, Avi-on, Douglas Dialog, Enlighted IOT System, Lutron- Vive, McWoing TruBlu, Nedap Luxon, Signify Easysense | No | No | No | Yes | No | No | No |  | Yes | Yes | Yes | No | JJJOWB | [10 empty] | 4556.72 | 149.548 | 30.47 | 10.3 | 0.953 | 5000 | 83 | 12 | 81 | 96 | -12 | [5 empty] | No | No | No | No | No | [9 empty] | AC |  | 120 | 277 |  |  | 4556.72 | 30.47
Solid State Lighting | 5.1 | PFO41LA8 | Saylite/Texas Fluorescents Reinvented | Saylite | CITE48LRFY15WDMV40K | Indoor Luminaires | Linear Ambient | Direct Linear Ambient Luminaires |  |  |  | Standard | [16 empty] | 2021-04-28 | Yes | Continuous Dimming to 10% or below | Energy Monitoring, High-end Trim, Autani Energy Center, Avi-on, Douglas Dialog, Enlighted IOT System, Lutron- Vive, McWoing TruBlu, Nedap Luxon, Signify Easysense | Daylight Sensor, Occupancy Sensor, Multifunction Sensor, Integral Sensor Receptacle | 0-10V Analog,DALI,DMX | Zigbee, Bluetooth, Wifi | No | No | Yes | Yes | Yes | Yes | Autani Energy Center, Avi-on, Douglas Dialog, Enlighted IOT System, Lutron- Vive, McWoing TruBlu, Nedap Luxon, Signify Easysense | Yes | Yes | No | Yes | Yes | Yes | No | No | Yes | Yes | Yes |  | BBBFSF | [10 empty] | 2236.4 | 152.76 | 14.64 | 9.5 | 0.902 | 4000 | 84 | 10 | 84 | 98 | -11 | 4 | 4.0 ft |  |  |  | No | No | No | No | No | [9 empty] | AC |  | 120 | 277 |  |  | 2236.4 | 14.64
Solid State Lighting | 5.1 | PFO7GGYC | Saylite/Texas Fluorescents Reinvented | Saylite | CITE96LRFY70WDMV35K | Indoor Luminaires | Linear Ambient | Direct Linear Ambient Luminaires |  |  |  | Standard | [16 empty] | 2021-04-28 | Yes | Continuous Dimming to 10% or below | Energy Monitoring, High-end Trim, Autani Energy Center, Avi-on, Douglas Dialog, Enlighted IOT System, Lutron- Vive, McWoing TruBlu, Nedap Luxon, Signify Easysense | Daylight Sensor, Occupancy Sensor, Multifunction Sensor, Integral Sensor Receptacle | 0-10V Analog,DALI,DMX | Zigbee, Bluetooth, Wifi | No | No | Yes | Yes | Yes | Yes | Autani Energy Center, Avi-on, Douglas Dialog, Enlighted IOT System, Lutron- Vive, McWoing TruBlu, Nedap Luxon, Signify Easysense | Yes | Yes | No | Yes | Yes | Yes | No | No | Yes | Yes | Yes |  | BBBFSF | [10 empty] | 10135.6 | 144.794 | 70 | 9.5 | 0.902 | 3500 | 84 | 10 | 84 | 98 | -11 | 8 | 8.0 ft |  |  |  | No | No | No | No | No | [9 empty] | AC |  | 120 | 277 |  |  | 10135.6 | 70
Solid State Lighting | 5 | PFP57JAY | Saylite/Texas Fluorescents Reinvented | Saylite | MFL8L45W5400LMV35K[BLANK,TR][BLANK,BK,WH,GY] | Outdoor Luminaires | Mid Output | Architectural Flood and Spot Luminaires |  |  |  | Standard | [16 empty] | 2019-02-07 | No | Not Dimmable | [23 empty] | VVVXVS | 7 | 7 | [8 empty] | 5200 | 116 | 45 | 17 | 0.9 | 3500 | 70 | [13 empty] | No | [9 empty] | AC | Updated on 11/19/2018, Updated on 10/31/2019
Solid State Lighting | 5.1 | PFQA8V1V | Saylite/Texas Fluorescents Reinvented | Saylite | 207A248LY40WDMV30Koooo | Indoor Luminaires | Linear Ambient | Direct Linear Ambient Luminaires |  |  |  | Standard | [16 empty] | 2021-11-02 | No | Continuous Dimming to 10% or below | No Control Capability | No Sensor | 0-10V Analog | No Wireless Protocol | No | No | No | No | No | No |  | No | No | No | Yes | No | No | No | No | No | No | No | No | VVVZVR | [10 empty] | 5991 | 149.77 | 40 | 13.2 | 0.898 | 3000 | 84 | 9 | 84 | 97 | -11 | 4 | 4.0 ft |  |  |  | No | No | No | No | No | [9 empty] | AC |  | 120 | 277 |  |  | 5991 | 40
Solid State Lighting | 5.1 | PFRWAKA7 | Saylite/Texas Fluorescents Reinvented | Saylite | CITE48LRFY25WDMV30K | Indoor Luminaires | Linear Ambient | Direct Linear Ambient Luminaires |  |  |  | Standard | [16 empty] | 2021-04-28 | Yes | Continuous Dimming to 10% or below | Energy Monitoring, High-end Trim, Autani Energy Center, Avi-on, Douglas Dialog, Enlighted IOT System, Lutron- Vive, McWoing TruBlu, Nedap Luxon, Signify Easysense | Daylight Sensor, Occupancy Sensor, Multifunction Sensor, Integral Sensor Receptacle | 0-10V Analog,DALI,DMX | Zigbee, Bluetooth, Wifi | No | No | Yes | Yes | Yes | Yes | Autani Energy Center, Avi-on, Douglas Dialog, Enlighted IOT System, Lutron- Vive, McWoing TruBlu, Nedap Luxon, Signify Easysense | Yes | Yes | No | Yes | Yes | Yes | No | No | Yes | Yes | Yes |  | BBBFSF | [10 empty] | 3520 | 140.8 | 25 | 9.5 | 0.902 | 3000 | 84 | 10 | 84 | 98 | -11 | 4 | 4.0 ft |  |  |  | No | No | No | No | No | [9 empty] | AC |  | 120 | 277 |  |  | 3520 | 25
Solid State Lighting | 5 | PFSZZTST | Saylite/Texas Fluorescents Reinvented | Saylite | CBF24LF57W7200LDMV30K | Indoor Luminaires | Troffer | 2x4 Luminaires for Ambient Lighting of Interior Commercial Spaces |  |  |  | Standard | [16 empty] | 2017-02-03 | Yes | Continuous Dimming to 10% or below | [23 empty] | YYYBKX | [10 empty] | 6743 | 114.27 | 59.01 | 6.7 | 0.99 | 3000 | 84 | [6 empty] | TRUE | [6 empty] | No | [9 empty] | AC | Updated on 10/31/2019
Solid State Lighting | 5 | PFT5GVMU | Saylite/Texas Fluorescents Reinvented | Saylite | HBC48LN144W20000LA10DMVxxx50Koooo | Indoor Luminaires | High-Bay | High-Bay Luminaires for Commercial and Industrial Buildings |  |  |  | Standard | [16 empty] | 2017-03-15 | Yes | Continuous Dimming to 10% or below | [23 empty] | LLLBCJ | [10 empty] | 19980 | 138.75 | 144 | 6.1 | 0.96 | 5000 | 83 | [13 empty] | No | [9 empty] | AC | Updated on 10/31/2019
Solid State Lighting | 5 | PFT7HIMW | Saylite/Texas Fluorescents Reinvented | Saylite | UCLL14LJ57W6700LDMV35K | Indoor Luminaires | Troffer | 1x4 Luminaires for Ambient Lighting of Interior Commercial Spaces |  |  |  | Standard | [16 empty] | 2018-07-18 | Not Yet Verified | Continuous Dimming to 10% or below | [23 empty] | ZZZBZX | [10 empty] | 6819.53 | 119.64 | 57 | 14 | 0.89 | 3500 | 82 | [13 empty] | No | [9 empty] | AC | Updated on 10/31/2019
Solid State Lighting | 5.1 | PFTGLO8S | Saylite/Texas Fluorescents Reinvented | Saylite | C96LFRY60WD(D,G,DALI,DEXAL,SR)MV50Koooo | Indoor Luminaires | Linear Ambient | Direct Linear Ambient Luminaires |  |  |  | Standard | [16 empty] | 2021-09-30 | Yes | Continuous Dimming to 10% or below | LLLC,Energy Monitoring,High End Trim | Multifunction Sensor, Sensor Receptacle, Daylight Sensing, Occupancy Sensing | 0-10V Analog, DALI, DMX, Phase Cut | Zigbee,Bluetooth,WiFi | No | No | Yes | Yes | Yes | Yes | Autani Energy Center, Avi-on, Douglas Dialog, Enlighted IOT System, Lutron- Vive, McWoing TruBlu, Nedap Luxon, Signify Easysense | Yes | Yes | No | Yes | Yes | Yes | Yes | No | Yes | Yes | Yes | No | RRRWGM | [10 empty] | 9546 | 155.77 | 61.28 | 13.2 | 0.898 | 5000 | 83 | 12 | 82 | 97 | -12 | 8 |  |  |  |  | No | No | No | No | No | [9 empty] | AC |  | 120 | 277 |  |  | 9546 | 61.28
Solid State Lighting | 5.1 | PFTW7DNB | Saylite/Texas Fluorescents Reinvented | Saylite | 209A96LY100WDMV30Koooo | Indoor Luminaires | Linear Ambient | Direct Linear Ambient Luminaires |  |  |  | Standard | [16 empty] | 2021-11-02 | No | Continuous Dimming to 10% or below | No Control Capability | No Sensor | 0-10V Analog | No Wireless Protocol | No | No | No | No | No | No |  | No | No | No | Yes | No | No | No | No | No | No | No | No | VVVZVR | [10 empty] | 14657 | 146.57 | 100 | 13.2 | 0.898 | 3000 | 84 | 9 | 84 | 97 | -11 | 8 | 8.0 ft |  |  |  | No | No | No | No | No | [9 empty] | AC |  | 120 | 277 |  |  | 14657 | 100
Solid State Lighting | 5 | PFV64JE3 | Saylite/Texas Fluorescents Reinvented | Saylite | CBF22LF45W5100LDMV40K | Indoor Luminaires | Troffer | 2x2 Luminaires for Ambient Lighting of Interior Commercial Spaces |  |  |  | Standard | [16 empty] | 2017-02-03 | Yes | Continuous Dimming to 10% or below | [23 empty] | YYYBKZ | [10 empty] | 5110 | 114.6 | 44.59 | 6.1 | 1 | 4000 | 83 | [13 empty] | No | [9 empty] | AC | Updated on 10/31/2019
Solid State Lighting | 5.1 | PFV96YYQ | Saylite/Texas Fluorescents Reinvented | Saylite | THLPFR20X48LB140DMVWH40Koooo | Indoor Luminaires | High-Bay | High-Bay Luminaires for Commercial and Industrial Buildings |  |  | TRUE | Standard |  | 120 | 20641.8 | 151 | 136.7 | 6.3 | 0.965 | 4073 | 83 | 8 | 82 | 95 | -12 | 0.0012 | 5 | 50000 | 2021-05-20 | Yes | Continuous Dimming to 10% or below | No Control Capability | Multifunction Sensor, Daylight Sensing, Occupancy Sensing | 0-10V Analog | No Wireless Protocol | No | No | Yes | No | Yes | Yes |  | No | No | No | Yes | No | No | No | No | No | No | No | No | QQQVEX | [10 empty] | 20712 | 151.6 | 136.6 | 6.3 | 0.965 | 4000 | 83 | 8 | 82 | 95 | -12 | [5 empty] | No | No | No | No | No | [9 empty] | AC |  | 120 | 277 |  |  | 20712 | 136.6
Solid State Lighting | 5.1 | PFVDSARX | Saylite/Texas Fluorescents Reinvented | Saylite | 200A224LY33WDMV40Koooo | Indoor Luminaires | Linear Ambient | Direct Linear Ambient Luminaires |  |  |  | Standard | [16 empty] | 2021-11-02 | No | Continuous Dimming to 10% or below | No Control Capability | No Sensor | 0-10V Analog | No Wireless Protocol | No | No | No | No | No | No |  | No | No | No | Yes | No | No | No | No | No | No | No | No | VVVZVR | [10 empty] | 4253 | 128.86 | 33 | 9.6 | 0.909 | 4000 | 85 | 14 | 84 | 98 | -10 | 2 | 2.0 ft |  |  |  | No | No | No | No | No | [9 empty] | AC |  | 120 | 277 |  |  | 4253 | 33
Solid State Lighting | 5 | PFWVUUKZ | Saylite/Texas Fluorescents Reinvented | Saylite | C24LF24W3350LDMV35K | Indoor Luminaires | Linear Ambient | Direct Linear Ambient Luminaires |  |  |  | Standard | [16 empty] | 2017-03-24 | Yes | Continuous Dimming to 10% or below | [23 empty] | VAVWHV | [10 empty] | 3245 | 135.21 | 24 | 10.4 | 0.99 | 3500 | 84 |  |  |  |  | 2 | 2.0 ft | [7 empty] | No | [9 empty] | AC | Updated on 10/31/2019
Solid State Lighting | 5.1 | PFX4BK1U | Saylite/Texas Fluorescents Reinvented | Saylite | S48LFRY20WD(D,G,DALI,DEXAL,SR)MV35Koooo | Indoor Luminaires | Linear Ambient | Direct Linear Ambient Luminaires |  |  |  | Standard | [16 empty] | 2021-09-30 | Yes | Continuous Dimming to 10% or below | LLLC,Energy Monitoring,High End Trim | Multifunction Sensor, Sensor Receptacle, Daylight Sensing, Occupancy Sensing | 0-10V Analog, DALI, DMX, Phase Cut | Zigbee,Bluetooth,WiFi | No | No | Yes | Yes | Yes | Yes | Autani Energy Center, Avi-on, Douglas Dialog, Enlighted IOT System, Lutron- Vive, McWoing TruBlu, Nedap Luxon, Signify Easysense | Yes | Yes | No | Yes | Yes | Yes | Yes | No | Yes | Yes | Yes | No | RRRWGM | [10 empty] | 3091 | 154.54 | 20 | 13.2 | 0.898 | 3500 | 84 | 9 | 83 | 98 | -11 | 4 |  |  |  |  | No | No | No | No | No | [9 empty] | AC |  | 120 | 277 |  |  | 3091 | 20
Solid State Lighting | 5 | PFXAD99Q | Saylite/Texas Fluorescents Reinvented | Saylite | CBF24LF40W5200LDMV30K | Indoor Luminaires | Troffer | 2x4 Luminaires for Ambient Lighting of Interior Commercial Spaces |  |  |  | Standard | [16 empty] | 2017-02-03 | Yes | Continuous Dimming to 10% or below | [23 empty] | YYYBKX | [10 empty] | 4905 | 122.63 | 40 | 8.5 | 0.99 | 3000 | 84 | [6 empty] | TRUE | [6 empty] | No | [9 empty] | AC | Updated on 10/31/2019
Solid State Lighting | 5 | PFXDRBHM | Saylite/Texas Fluorescents Reinvented | Saylite | UCLL14LJ40W5250LDMV35K | Indoor Luminaires | Troffer | 1x4 Luminaires for Ambient Lighting of Interior Commercial Spaces |  |  |  | Standard | [16 empty] | 2018-07-18 | Not Yet Verified | Continuous Dimming to 10% or below | [23 empty] | ZZZBZX | [10 empty] | 5108.8 | 127.72 | 40 | 14 | 0.89 | 3500 | 82 | [13 empty] | No | [9 empty] | AC | Updated on 10/31/2019
Solid State Lighting | 5 | PFXQRG7M | Saylite/Texas Fluorescents Reinvented | Saylite | 131A14LF22W2800LDMV35K | Indoor Luminaires | Troffer | 1x4 Luminaires for Ambient Lighting of Interior Commercial Spaces |  |  |  | Standard | [16 empty] | 2017-02-03 | Yes | Continuous Dimming to 10% or below | [23 empty] | YYYBLB | [10 empty] | 2720 | 119.35 | 22.79 | 8.4 | 0.99 | 3500 | 83 | [13 empty] | No | [9 empty] | AC | Updated on 10/31/2019
Solid State Lighting | 5 | PFXRVHRF | Saylite/Texas Fluorescents Reinvented | Saylite | UCLL14LJ40W5250LDMV40K | Indoor Luminaires | Troffer | 1x4 Luminaires for Ambient Lighting of Interior Commercial Spaces |  |  |  | Standard | [16 empty] | 2018-07-18 | Not Yet Verified | Continuous Dimming to 10% or below | [23 empty] | ZZZBZX | [10 empty] | 5108.8 | 127.72 | 40 | 14 | 0.89 | 4000 | 82 | [13 empty] | No | [9 empty] | AC | Updated on 10/31/2019
Solid State Lighting | 5 | PFZVLZSP | Saylite/Texas Fluorescents Reinvented | Saylite | 131A14LJ35W4300LDMV40K | Indoor Luminaires | Troffer | 1x4 Luminaires for Ambient Lighting of Interior Commercial Spaces |  |  |  | Standard | [16 empty] | 2018-05-25 | Yes | Continuous Dimming to 10% or below | [23 empty] | LLLBNI | [10 empty] | 4375 | 125 | 35 | 4.9 | 0.97 | 4000 | 83 | [13 empty] | No | [9 empty] | AC | Updated on 10/31/2019
Solid State Lighting | 5 | PG1IP0BF | Saylite/Texas Fluorescents Reinvented | Fleco Industries | HIL48LX340W50000LDMV40Koooo (except WG) | Indoor Luminaires | High-Bay | High-Bay Luminaires for Commercial and Industrial Buildings |  |  |  | Premium | [16 empty] | 2020-06-23 | Yes | Continuous Dimming to 10% or below | [23 empty] | TTTVRK | [10 empty] | 53290 | 156.735 | 340 | 9.71 | 0.975 | 4000 | 83 | [13 empty] | No | [9 empty] | AC |  | 120 | 277 |  |  | 53290 | 340
Solid State Lighting | 5.1 | PG2J3GHW | Saylite/Texas Fluorescents Reinvented | Saylite | 209A48LY50WDMV50Koooo | Indoor Luminaires | Linear Ambient | Direct Linear Ambient Luminaires |  |  |  | Standard | [16 empty] | 2021-11-02 | No | Continuous Dimming to 10% or below | No Control Capability | No Sensor | 0-10V Analog | No Wireless Protocol | No | No | No | No | No | No |  | No | No | No | Yes | No | No | No | No | No | No | No | No | VVVZVR | [10 empty] | 7844 | 156.88 | 50 | 13.2 | 0.898 | 5000 | 84 | 13 | 82 | 96 | -12 | 4 | 4.0 ft |  |  |  | No | No | No | No | No | [9 empty] | AC |  | 120 | 277 |  |  | 7844 | 50
Solid State Lighting | 5 | PG2KEXVS | Saylite/Texas Fluorescents Reinvented | Saylite | HIL48LA315W45000LDMVxxx50Koooo | Indoor Luminaires | High-Bay | High-Bay Luminaires for Commercial and Industrial Buildings |  |  |  | Standard | [16 empty] | 2017-05-15 | Yes | Continuous Dimming to 10% or below | [23 empty] | KKKZVA | [10 empty] | 45444 | 144.08 | 315.4 | 6.5 | 0.98 | 5000 | 82 | [13 empty] | No | [9 empty] | AC | Product delisted 1/31/2018 relisted on 05/22/2018, Updated on 10/31/2019
Solid State Lighting | 5 | PG3PM9J6 | Saylite/Texas Fluorescents Reinvented | Saylite | CBF22LF28W3200LDMV35K | Indoor Luminaires | Troffer | 2x2 Luminaires for Ambient Lighting of Interior Commercial Spaces |  |  |  | Standard | [16 empty] | 2017-02-03 | Yes | Continuous Dimming to 10% or below | [23 empty] | YYYBKZ | [10 empty] | 3260 | 121.96 | 26.73 | 7.9 | 0.99 | 3500 | 83 | [13 empty] | No | [9 empty] | AC | Updated on 10/31/2019
Solid State Lighting | 5 | PG3VRBS5 | Saylite/Texas Fluorescents Reinvented | Saylite | CBF24LF57W7200LDMV40K | Indoor Luminaires | Troffer | 2x4 Luminaires for Ambient Lighting of Interior Commercial Spaces |  |  |  | Standard | [16 empty] | 2017-02-03 | Yes | Continuous Dimming to 10% or below | [23 empty] | YYYBKX | [10 empty] | 7212 | 122.22 | 59.01 | 6.7 | 0.99 | 4000 | 84 | [13 empty] | No | [9 empty] | AC | Updated on 10/31/2019
Solid State Lighting | 5.1 | PG43CXIO | Saylite/Texas Fluorescents Reinvented | Saylite | 207A248LY25WDMV35Koooo | Indoor Luminaires | Linear Ambient | Direct Linear Ambient Luminaires |  |  |  | Standard | [16 empty] | 2021-11-02 | No | Continuous Dimming to 10% or below | No Control Capability | No Sensor | 0-10V Analog | No Wireless Protocol | No | No | No | No | No | No |  | No | No | No | Yes | No | No | No | No | No | No | No | No | VVVZVR | [10 empty] | 4028 | 161.14 | 25 | 9.2 | 0.916 | 3500 | 84 | 10 | 84 | 97 | -11 | 4 | 4.0 ft |  |  |  | No | No | No | No | No | [9 empty] | AC |  | 120 | 277 |  |  | 4028 | 25
Solid State Lighting | 5 | PG4V6C8D | Saylite/Texas Fluorescents Reinvented | Saylite | DFUCLL24LF48W6750LDMV30K | Indoor Retrofit Kit | Troffer | Integrated Retrofit Kits for 2x4 Luminaires | General Purpose |  |  | Premium | [16 empty] | 2017-03-24 | Yes | Continuous Dimming to 10% or below | [23 empty] | VAVWHZ | [10 empty] | 6475 | 134 | 48 | 5.6 | 1 | 3000 | 84 | [6 empty] | TRUE | [6 empty] | No | [9 empty] | AC | Updated on 10/31/2019
Solid State Lighting | 5.1 | PG57RFQJ | Saylite/Texas Fluorescents Reinvented | Saylite | RKCIT96LY108WDMV35K | Indoor Retrofit Kit | Linear Ambient | Retrofit Kits for Direct Linear Ambient Luminaires | Luminaire Specific |  |  | Standard | [16 empty] | 2021-04-28 | Yes | Continuous Dimming to 10% or below | Energy Monitoring, High-end Trim, Autani Energy Center, Avi-on, Douglas Dialog, Enlighted IOT System, Lutron- Vive, McWoing TruBlu, Nedap Luxon, Signify Easysense | Daylight Sensor, Occupancy Sensor, Multifunction Sensor, Integral Sensor Receptacle | 0-10V Analog,DALI,DMX | Zigbee, Bluetooth, Wifi | No | No | Yes | Yes | Yes | Yes | Autani Energy Center, Avi-on, Douglas Dialog, Enlighted IOT System, Lutron- Vive, McWoing TruBlu, Nedap Luxon, Signify Easysense | Yes | Yes | No | Yes | Yes | Yes | No | No | Yes | Yes | Yes |  | BBBFSF | [10 empty] | 14839.1 | 140.922 | 105.3 | 9.5 | 0.902 | 3500 | 84 | 10 | 84 | 98 | -11 | 8 | 8.0 ft |  |  |  | No | No | No | No | No | [9 empty] | AC |  | 120 | 277 |  |  | 14839.1 | 105.3
Solid State Lighting | 5.1 | PG5PJMJK | Saylite/Texas Fluorescents Reinvented | Saylite | RKCIT48LY20WDMV40K | Indoor Retrofit Kit | Linear Ambient | Retrofit Kits for Direct Linear Ambient Luminaires | Luminaire Specific |  |  | Standard | [16 empty] | 2021-04-28 | Yes | Continuous Dimming to 10% or below | Energy Monitoring, High-end Trim, Autani Energy Center, Avi-on, Douglas Dialog, Enlighted IOT System, Lutron- Vive, McWoing TruBlu, Nedap Luxon, Signify Easysense | Daylight Sensor, Occupancy Sensor, Multifunction Sensor, Integral Sensor Receptacle | 0-10V Analog,DALI,DMX | Zigbee, Bluetooth, Wifi | No | No | Yes | Yes | Yes | Yes | Autani Energy Center, Avi-on, Douglas Dialog, Enlighted IOT System, Lutron- Vive, McWoing TruBlu, Nedap Luxon, Signify Easysense | Yes | Yes | No | Yes | Yes | Yes | No | No | Yes | Yes | Yes |  | BBBFSF | [10 empty] | 3018.4 | 150.92 | 20 | 9.5 | 0.902 | 4000 | 84 | 10 | 84 | 98 | -11 | 4 | 4.0 ft |  |  |  | No | No | No | No | No | [9 empty] | AC |  | 120 | 277 |  |  | 3018.4 | 20
Solid State Lighting | 5 | PG6JYF2P | Saylite/Texas Fluorescents Reinvented | Saylite | C48LFRF35W4500LDMV50K | Indoor Luminaires | Linear Ambient | Direct Linear Ambient Luminaires |  |  |  | Standard | [16 empty] | 2017-02-03 | Yes | Continuous Dimming to 10% or below | [23 empty] | YYYBLC | [10 empty] | 4660 | 133.14 | 35 | 5.14 | 1 | 5000 | 83 |  |  |  |  | 4 | 4.0 ft | [7 empty] | No | [9 empty] | AC | Updated on 10/31/2019
Solid State Lighting | 5.1 | PG7NJDVZ | Saylite/Texas Fluorescents Reinvented | Saylite | 200A296LY30WDMV35Koooo | Indoor Luminaires | Linear Ambient | Direct Linear Ambient Luminaires |  |  |  | Standard | [16 empty] | 2021-11-02 | No | Continuous Dimming to 10% or below | No Control Capability | No Sensor | 0-10V Analog | No Wireless Protocol | No | No | No | No | No | No |  | No | No | No | Yes | No | No | No | No | No | No | No | No | VVVZVR | [10 empty] | 4934 | 162.75 | 30.3 | 9.2 | 0.916 | 3500 | 84 | 10 | 84 | 97 | -11 | 8 | 8.0 ft |  |  |  | No | No | No | No | No | [9 empty] | AC |  | 120 | 277 |  |  | 4934 | 30.3
Solid State Lighting | 5 | PG86BM4V | Saylite/Texas Fluorescents Reinvented | Saylite/Texas Fluorescents reinvented | LWD3SF96LQ50W7200LDMV35KWH[PI1,PI2,PI3D,WP,WP10,EM] | Indoor Retrofit Kit | Linear Ambient | Retrofit Kits for Direct Linear Ambient Luminaires | General Purpose |  |  | Premium | [16 empty] | 2019-11-21 | No | Continuous Dimming to 10% or below | [23 empty] | XXXDRT | [10 empty] | 7172 | 147 | 48.8 | 8.4 | 0.94 | 3500 | 84 |  |  |  |  | 8 | 8.0 ft | [7 empty] | No | [9 empty] | AC |  | 120 | 277 |  |  | 7172 | 48.8
Solid State Lighting | 5 | PG8C8D2Y | Saylite/Texas Fluorescents Reinvented | Saylite | 131A24LJ35W4600LDMV50K | Indoor Luminaires | Troffer | 2x4 Luminaires for Ambient Lighting of Interior Commercial Spaces |  |  |  | Standard | [16 empty] | 2018-05-25 | Yes | Continuous Dimming to 10% or below | [23 empty] | LLLBNI | [10 empty] | 4689 | 135.52 | 34.6 | 4.7 | 0.97 | 5000 | 83 | [13 empty] | No | [9 empty] | AC | Updated on 10/31/2019
Solid State Lighting | 5 | PG8FXJRN | Saylite/Texas Fluorescents Reinvented | Saylite | C48LF35W4900LDMV35K | Indoor Luminaires | Linear Ambient | Direct Linear Ambient Luminaires |  |  |  | Standard | [16 empty] | 2017-02-03 | Yes | Continuous Dimming to 10% or below | [23 empty] | YYYBLC | [10 empty] | 4760 | 136 | 35 | 5.07 | 1 | 3500 | 84 |  |  |  |  | 4 | 4.0 ft | [7 empty] | No | [9 empty] | AC | Updated on 10/31/2019
Solid State Lighting | 5 | PG8GXTVY | Saylite/Texas Fluorescents Reinvented | Saylite | SS213A48LE30W4100LDMV40K-xx | Outdoor Luminaires | Low Output | Stairwell and Passageway Luminaires |  |  |  | Premium | [16 empty] | 2017-02-03 | Yes | Continuous Dimming to 10% or below | [23 empty] | YYYBKU | [10 empty] | 4066.22 | 138.92 | 29.27 | 18.1 | 0.91 | 4000 | 82 | [13 empty] | No | [9 empty] | AC | Updated on 10/31/2019
Solid State Lighting | 5 | PGA51UIB | Saylite/Texas Fluorescents Reinvented | Saylite | 131A24LJ57W7100LDMV35K | Indoor Luminaires | Troffer | 2x4 Luminaires for Ambient Lighting of Interior Commercial Spaces |  |  |  | Standard | [16 empty] | 2018-05-25 | Yes | Continuous Dimming to 10% or below | [23 empty] | LLLBNI | [10 empty] | 7127 | 127.041 | 56.1 | 4.7 | 0.97 | 3500 | 83 | [13 empty] | No | [9 empty] | AC | Updated on 10/31/2019
Solid State Lighting | 5 | PGBBJ33U | Saylite/Texas Fluorescents Reinvented | Saylite | C96LF57W7800LDMV35K | Indoor Luminaires | Linear Ambient | Direct Linear Ambient Luminaires |  |  |  | Standard | [16 empty] | 2017-02-03 | Yes | Continuous Dimming to 10% or below | [23 empty] | YYYBLC | [10 empty] | 7505 | 127.18 | 59.01 | 5.07 | 1 | 3500 | 84 |  |  |  |  | 8 | 8.0 ft | [7 empty] | No | [9 empty] | AC | Updated on 10/31/2019
Solid State Lighting | 5 | PGC6ESPX | Saylite/Texas Fluorescents Reinvented | Saylite | HIL48LA260W35000LDMVxxx35Koooo | Indoor Luminaires | High-Bay | High-Bay Luminaires for Commercial and Industrial Buildings |  |  |  | Standard | [16 empty] | 2017-05-15 | Yes | Continuous Dimming to 10% or below | [23 empty] | KKKZVA | [10 empty] | 35700 | 138 | 258.7 | 6.5 | 0.98 | 3500 | 82 | [13 empty] | No | [9 empty] | AC | Product delisted 1/31/2018 relisted on 05/22/2018, Updated on 10/31/2019
Solid State Lighting | 5 | PGCYRXAG | Saylite/Texas Fluorescents Reinvented | Saylite | RKCB24L36W4900LDMV40K | Indoor Retrofit Kit | Troffer | Integrated Retrofit Kits for 2x4 Luminaires | General Purpose |  |  | Premium | [16 empty] | 2016-08-09 | No | Continuous Dimming to 10% or below | [23 empty] | JJJLTB | [10 empty] | 4929.3 | 136.17 | 36.2 | 20 | 0.9 | 4000 | 84.9 | [13 empty] | No | [9 empty] | AC | Updated on 10/31/2019
Solid State Lighting | 5 | PGESC537 | Saylite/Texas Fluorescents Reinvented | Saylite | C24LFRF24W3000LDMV35K | Indoor Luminaires | Linear Ambient | Direct Linear Ambient Luminaires |  |  |  | Standard | [16 empty] | 2017-03-24 | Yes | Continuous Dimming to 10% or below | [23 empty] | VAVWHV | [10 empty] | 2885 | 120.21 | 24 | 10.5 | 0.99 | 3500 | 83 |  |  |  |  | 2 | 2.0 ft | [7 empty] | No | [9 empty] | AC | Updated on 10/31/2019
Solid State Lighting | 5 | PGEY7YWF | Saylite/Texas Fluorescents Reinvented | Saylite | 24CF56W6050LW10DMV40K | Indoor Retrofit Kit | Troffer | Linear Retrofit Kits for 2x4 Luminaires | General Purpose |  |  | Standard | [16 empty] | 2015-06-02 | Not Yet Verified | Continuous Dimming to 10% or below | [23 empty] | KKKWMC | [10 empty] | 6046 | 108 | 56 | 20 | 0.9 | 4000 | 83 | [13 empty] | No | [9 empty] | AC | Updated on 10/31/2019
Solid State Lighting | 5.1 | PGF8NVZZ | Saylite/Texas Fluorescents Reinvented | Saylite | CITE96LFRY50WDMV35K | Indoor Luminaires | Linear Ambient | Direct Linear Ambient Luminaires |  |  |  | Standard | [16 empty] | 2021-04-28 | Yes | Continuous Dimming to 10% or below | Energy Monitoring, High-end Trim, Autani Energy Center, Avi-on, Douglas Dialog, Enlighted IOT System, Lutron- Vive, McWoing TruBlu, Nedap Luxon, Signify Easysense | Daylight Sensor, Occupancy Sensor, Multifunction Sensor, Integral Sensor Receptacle | 0-10V Analog,DALI,DMX | Zigbee, Bluetooth, Wifi | No | No | Yes | Yes | Yes | Yes | Autani Energy Center, Avi-on, Douglas Dialog, Enlighted IOT System, Lutron- Vive, McWoing TruBlu, Nedap Luxon, Signify Easysense | Yes | Yes | No | Yes | Yes | Yes | No | No | Yes | Yes | Yes |  | BBBFSF | [10 empty] | 7823.94 | 156.479 | 50 | 9.5 | 0.902 | 3500 | 84 | 10 | 84 | 98 | -11 | 8 | 8.0 ft |  |  |  | No | No | No | No | No | [9 empty] | AC |  | 120 | 277 |  |  | 7823.94 | 50
Solid State Lighting | 5.1 | PGGP0PRR | Saylite/Texas Fluorescents Reinvented | Saylite | CITE96LFRY108WDMV50K | Indoor Luminaires | Linear Ambient | Direct Linear Ambient Luminaires |  |  |  | Standard | [16 empty] | 2021-04-28 | Yes | Continuous Dimming to 10% or below | Energy Monitoring, High-end Trim, Autani Energy Center, Avi-on, Douglas Dialog, Enlighted IOT System, Lutron- Vive, McWoing TruBlu, Nedap Luxon, Signify Easysense | Daylight Sensor, Occupancy Sensor, Multifunction Sensor, Integral Sensor Receptacle | 0-10V Analog,DALI,DMX | Zigbee, Bluetooth, Wifi | No | No | Yes | Yes | Yes | Yes | Autani Energy Center, Avi-on, Douglas Dialog, Enlighted IOT System, Lutron- Vive, McWoing TruBlu, Nedap Luxon, Signify Easysense | Yes | Yes | No | Yes | Yes | Yes | No | No | Yes | Yes | Yes |  | BBBFSF | [10 empty] | 16014.2 | 152.082 | 105.3 | 9.5 | 0.902 | 5000 | 82 | 11 | 82 | 97 | -12 | 8 | 8.0 ft |  |  |  | No | No | No | No | No | [9 empty] | AC |  | 120 | 277 |  |  | 16014.2 | 105.3
Solid State Lighting | 5 | PGGS9Q25 | Saylite/Texas Fluorescents Reinvented | Saylite | C96LFRF57W7100LDMV30K | Indoor Luminaires | Linear Ambient | Direct Linear Ambient Luminaires |  |  |  | Standard | [16 empty] | 2017-02-03 | Yes | Continuous Dimming to 10% or below | [23 empty] | YYYBLC | [10 empty] | 6778 | 115.17 | 58.85 | 5.14 | 1 | 3000 | 84 |  |  |  |  | 8 | 8.0 ft | TRUE | [6 empty] | No | [9 empty] | AC | Updated on 10/31/2019
Solid State Lighting | 5 | PGHNXFU2 | Saylite/Texas Fluorescents Reinvented | Saylite | 131A14LJ57W6600LDMV30K | Indoor Luminaires | Troffer | 1x4 Luminaires for Ambient Lighting of Interior Commercial Spaces |  |  |  | Standard | [16 empty] | 2018-05-25 | Yes | Continuous Dimming to 10% or below | [23 empty] | LLLBNI | [10 empty] | 6175 | 110.465 | 55.9 | 4.9 | 0.97 | 3000 | 83 | [6 empty] | TRUE | [6 empty] | No | [9 empty] | AC | Updated on 10/31/2019
Solid State Lighting | 5.1 | PGI2O89K | Saylite/Texas Fluorescents Reinvented | Saylite | C96LY100WD(D,G,DALI,DEXAL,SR)MV50Koooo | Indoor Luminaires | Linear Ambient | Direct Linear Ambient Luminaires |  |  |  | Standard | [16 empty] | 2021-09-30 | Yes | Continuous Dimming to 10% or below | LLLC,Energy Monitoring,High End Trim | Multifunction Sensor, Sensor Receptacle, Daylight Sensing, Occupancy Sensing | 0-10V Analog, DALI, DMX, Phase Cut | Zigbee,Bluetooth,WiFi | No | No | Yes | Yes | Yes | Yes | Autani Energy Center, Avi-on, Douglas Dialog, Enlighted IOT System, Lutron- Vive, McWoing TruBlu, Nedap Luxon, Signify Easysense | Yes | Yes | No | Yes | Yes | Yes | Yes | No | Yes | Yes | Yes | No | RRRWGM | [10 empty] | 16326 | 163.26 | 100 | 10 | 0.994 | 5000 | 82 | 10 | 81 | 97 | -12 | 8 |  |  |  |  | No | No | No | No | No | [9 empty] | AC |  | 120 | 277 |  |  | 16326 | 100
Solid State Lighting | 5 | PGIS5EY7 | Saylite/Texas Fluorescents Reinvented | Saylite | UCLL24LJ57W6800LDMV35K | Indoor Luminaires | Troffer | 2x4 Luminaires for Ambient Lighting of Interior Commercial Spaces |  |  |  | Standard | [16 empty] | 2018-07-18 | Not Yet Verified | Continuous Dimming to 10% or below | [23 empty] | ZZZBZX | [10 empty] | 6876.58 | 120.64 | 57 | 14 | 0.89 | 3500 | 82 | [13 empty] | No | [9 empty] | AC | Updated on 10/31/2019
Solid State Lighting | 5 | PGJF4BAH | Saylite/Texas Fluorescents Reinvented | Saylite | CBF14LF48W6000DMV40K [Qualified at 120V] | Indoor Luminaires | Troffer | 1x4 Luminaires for Ambient Lighting of Interior Commercial Spaces |  |  |  | Standard | [16 empty] | 2017-02-03 | Yes | Continuous Dimming to 10% or below | [23 empty] | YYYBKV | [10 empty] | 6025 | 125.52 | 48 | 8.2 | 0.99 | 4000 | 83 | [13 empty] | No | [9 empty] | AC | Updated on 10/31/2019
Solid State Lighting | 5.1 | PGJG0CEW | Saylite/Texas Fluorescents Reinvented | Saylite | C48LY30WD(D,G,DALI,DEXAL,SR)MV50Koooo | Indoor Luminaires | Linear Ambient | Direct Linear Ambient Luminaires |  |  |  | Standard | [16 empty] | 2021-09-30 | Yes | Continuous Dimming to 10% or below | LLLC,Energy Monitoring,High End Trim | Multifunction Sensor, Sensor Receptacle, Daylight Sensing, Occupancy Sensing | 0-10V Analog, DALI, DMX, Phase Cut | Zigbee,Bluetooth,WiFi | No | No | Yes | Yes | Yes | Yes | Autani Energy Center, Avi-on, Douglas Dialog, Enlighted IOT System, Lutron- Vive, McWoing TruBlu, Nedap Luxon, Signify Easysense | Yes | Yes | No | Yes | Yes | Yes | Yes | No | Yes | Yes | Yes | No | RRRWGM | [10 empty] | 5189 | 169.34 | 30.64 | 10 | 0.994 | 5000 | 82 | 10 | 81 | 97 | -12 | 4 |  |  |  |  | No | No | No | No | No | [9 empty] | AC |  | 120 | 277 |  |  | 5189 | 30.64
Solid State Lighting | 5 | PGK1VYBR | Saylite/Texas Fluorescents Reinvented | Saylite | 131A24LF56W6050LDMV40K | Indoor Luminaires | Troffer | 2x4 Luminaires for Ambient Lighting of Interior Commercial Spaces |  |  |  | Standard | [16 empty] | 2015-06-02 | No | Continuous Dimming to 10% or below | [23 empty] | KKKWMB | [10 empty] | 6737 | 122.5 | 55.01 | 3.84 | 0.998 | 4000 | 82 | [13 empty] | No | [9 empty] | AC | Updated 9/9/2016, Updated on 10/31/2019
Solid State Lighting | 5.1 | PGKCOHRJ | Saylite/Texas Fluorescents Reinvented | Saylite | S48LFRY15WD(D,G,DALI,DEXAL,SR)MV50Koooo | Indoor Luminaires | Linear Ambient | Direct Linear Ambient Luminaires |  |  |  | Standard | [16 empty] | 2021-09-30 | Yes | Continuous Dimming to 10% or below | LLLC,Energy Monitoring,High End Trim | Multifunction Sensor, Sensor Receptacle, Daylight Sensing, Occupancy Sensing | 0-10V Analog, DALI, DMX, Phase Cut | Zigbee,Bluetooth,WiFi | No | No | Yes | Yes | Yes | Yes | Autani Energy Center, Avi-on, Douglas Dialog, Enlighted IOT System, Lutron- Vive, McWoing TruBlu, Nedap Luxon, Signify Easysense | Yes | Yes | No | Yes | Yes | Yes | Yes | No | Yes | Yes | Yes | No | RRRWGM | [10 empty] | 2328 | 158.24 | 14.71 | 13.2 | 0.898 | 5000 | 83 | 12 | 82 | 97 | -12 | 4 |  |  |  |  | No | No | No | No | No | [9 empty] | AC |  | 120 | 277 |  |  | 2328 | 14.71
Solid State Lighting | 5.1 | PGM0T2SR | Saylite/Texas Fluorescents Reinvented | Saylite | CITE96LFRY108WDMV35K | Indoor Luminaires | Linear Ambient | Direct Linear Ambient Luminaires |  |  |  | Standard | [16 empty] | 2021-04-28 | Yes | Continuous Dimming to 10% or below | Energy Monitoring, High-end Trim, Autani Energy Center, Avi-on, Douglas Dialog, Enlighted IOT System, Lutron- Vive, McWoing TruBlu, Nedap Luxon, Signify Easysense | Daylight Sensor, Occupancy Sensor, Multifunction Sensor, Integral Sensor Receptacle | 0-10V Analog,DALI,DMX | Zigbee, Bluetooth, Wifi | No | No | Yes | Yes | Yes | Yes | Autani Energy Center, Avi-on, Douglas Dialog, Enlighted IOT System, Lutron- Vive, McWoing TruBlu, Nedap Luxon, Signify Easysense | Yes | Yes | No | Yes | Yes | Yes | No | No | Yes | Yes | Yes |  | BBBFSF | [10 empty] | 15832.1 | 150.352 | 105.3 | 9.5 | 0.902 | 3500 | 84 | 10 | 84 | 98 | -11 | 8 | 8.0 ft |  |  |  | No | No | No | No | No | [9 empty] | AC |  | 120 | 277 |  |  | 15832.1 | 105.3
Solid State Lighting | 5 | PGMFB79S | Saylite/Texas Fluorescents Reinvented | Saylite | UCLL24LJ48W6100LDMV30K | Indoor Luminaires | Troffer | 2x4 Luminaires for Ambient Lighting of Interior Commercial Spaces |  |  |  | Standard | [16 empty] | 2018-07-18 | Not Yet Verified | Continuous Dimming to 10% or below | [23 empty] | ZZZBZX | [10 empty] | 5984.8 | 124.68 | 48 | 14 | 0.89 | 3000 | 82 | [6 empty] | TRUE | [6 empty] | No | [9 empty] | AC | Updated on 10/31/2019
Solid State Lighting | 5 | PGMHGPSR | Saylite/Texas Fluorescents Reinvented | Saylite | 24CF56W6050LW10DMV35K | Indoor Retrofit Kit | Troffer | Linear Retrofit Kits for 2x4 Luminaires | General Purpose |  |  | Standard | [16 empty] | 2015-06-02 | Not Yet Verified | Continuous Dimming to 10% or below | [23 empty] | KKKWMC | [10 empty] | 6046 | 108 | 56 | 20 | 0.9 | 3500 | 83 | [13 empty] | No | [9 empty] | AC | Updated on 10/31/2019
Solid State Lighting | 5.1 | PGO39VSQ | Saylite/Texas Fluorescents Reinvented | Saylite | CITE48LRFY20WDMV30K | Indoor Luminaires | Linear Ambient | Direct Linear Ambient Luminaires |  |  |  | Standard | [16 empty] | 2021-04-28 | Yes | Continuous Dimming to 10% or below | Energy Monitoring, High-end Trim, Autani Energy Center, Avi-on, Douglas Dialog, Enlighted IOT System, Lutron- Vive, McWoing TruBlu, Nedap Luxon, Signify Easysense | Daylight Sensor, Occupancy Sensor, Multifunction Sensor, Integral Sensor Receptacle | 0-10V Analog,DALI,DMX | Zigbee, Bluetooth, Wifi | No | No | Yes | Yes | Yes | Yes | Autani Energy Center, Avi-on, Douglas Dialog, Enlighted IOT System, Lutron- Vive, McWoing TruBlu, Nedap Luxon, Signify Easysense | Yes | Yes | No | Yes | Yes | Yes | No | No | Yes | Yes | Yes |  | BBBFSF | [10 empty] | 2820 | 141 | 20 | 9.5 | 0.902 | 3000 | 84 | 10 | 84 | 98 | -11 | 4 | 4.0 ft |  |  |  | No | No | No | No | No | [9 empty] | AC |  | 120 | 277 |  |  | 2820 | 20
Solid State Lighting | 5.1 | PGO3LQJD | Saylite/Texas Fluorescents Reinvented | Saylite | S96LY30WD(D,G,DALI,DEXAL,SR)MV35Koooo | Indoor Luminaires | Linear Ambient | Direct Linear Ambient Luminaires |  |  |  | Standard | [16 empty] | 2021-09-30 | Yes | Continuous Dimming to 10% or below | LLLC,Energy Monitoring,High End Trim | Multifunction Sensor, Sensor Receptacle, Daylight Sensing, Occupancy Sensing | 0-10V Analog, DALI, DMX, Phase Cut | Zigbee,Bluetooth,WiFi | No | No | Yes | Yes | Yes | Yes | Autani Energy Center, Avi-on, Douglas Dialog, Enlighted IOT System, Lutron- Vive, McWoing TruBlu, Nedap Luxon, Signify Easysense | Yes | Yes | No | Yes | Yes | Yes | Yes | No | Yes | Yes | Yes | No | RRRWGM | [10 empty] | 4915 | 167.06 | 29.42 | 13.2 | 0.898 | 3500 | 84 | 9 | 83 | 98 | -11 | 8 |  |  |  |  | No | No | No | No | No | [9 empty] | AC |  | 120 | 277 |  |  | 4915 | 29.42
Solid State Lighting | 5.1 | PGPLF716 | Saylite/Texas Fluorescents Reinvented | Saylite | C96LFRY60WD(D,G,DALI,DEXAL,SR)MV35Koooo | Indoor Luminaires | Linear Ambient | Direct Linear Ambient Luminaires |  |  |  | Standard | [16 empty] | 2021-09-30 | Yes | Continuous Dimming to 10% or below | LLLC,Energy Monitoring,High End Trim | Multifunction Sensor, Sensor Receptacle, Daylight Sensing, Occupancy Sensing | 0-10V Analog, DALI, DMX, Phase Cut | Zigbee,Bluetooth,WiFi | No | No | Yes | Yes | Yes | Yes | Autani Energy Center, Avi-on, Douglas Dialog, Enlighted IOT System, Lutron- Vive, McWoing TruBlu, Nedap Luxon, Signify Easysense | Yes | Yes | No | Yes | Yes | Yes | Yes | No | Yes | Yes | Yes | No | RRRWGM | [10 empty] | 9348 | 152.54 | 61.28 | 13.2 | 0.898 | 3500 | 84 | 9 | 83 | 98 | -11 | 8 |  |  |  |  | No | No | No | No | No | [9 empty] | AC |  | 120 | 277 |  |  | 9348 | 61.28
Solid State Lighting | 5.1 | PGQFHSTR | Saylite/Texas Fluorescents Reinvented | Saylite | (SS,SV,SD,SM)CBF22LY33WDMV40Koooo | Indoor Luminaires | Troffer | 2x2 Luminaires for Ambient Lighting of Interior Commercial Spaces |  |  |  | Standard | [16 empty] | 2021-07-29 | Yes | Continuous Dimming to 10% or below | Autani Energy Center, Avi-on, Douglas Dialog, Enlighted IOT System, Lutron- Vive, McWoing TruBlu, Nedap Luxon, Signify Easysense | Multifunction Sensor,Sensor Receptacle,Daylight Sensor,Occupancy Sensing | 0-10V Analog | Zigbee,Bluetooth,WiFi | No | No | Yes | Yes | Yes | Yes | Autani Energy Center, Avi-on, Douglas Dialog, Enlighted IOT System, Lutron- Vive, McWoing TruBlu, Nedap Luxon, Signify Easysense | No | No | No | Yes | No | No | No |  | Yes | Yes | Yes | No | JJJOWB | [10 empty] | 4257.77 | 130.048 | 32.74 | 11.3 | 0.909 | 4000 | 83 | 9 | 84 | 97 | -11 | [5 empty] | No | No | No | No | No | [9 empty] | AC |  | 120 | 277 |  |  | 4257.77 | 32.74
Solid State Lighting | 5 | PGQHQA2U | Saylite/Texas Fluorescents Reinvented | Saylite | 131A14LF30W3600LDMV40K | Indoor Luminaires | Troffer | 1x4 Luminaires for Ambient Lighting of Interior Commercial Spaces |  |  |  | Standard | [16 empty] | 2017-02-03 | Yes | Continuous Dimming to 10% or below | [23 empty] | YYYBLB | [10 empty] | 3585 | 119.5 | 30 | 8.4 | 0.99 | 4000 | 83 | [13 empty] | No | [9 empty] | AC | Updated on 10/31/2019
Solid State Lighting | 5 | PGRVKI69 | Saylite/Texas Fluorescents Reinvented | Saylite | UCLL24LJ57W6800LDMV50K | Indoor Luminaires | Troffer | 2x4 Luminaires for Ambient Lighting of Interior Commercial Spaces |  |  |  | Standard | [16 empty] | 2018-07-18 | Not Yet Verified | Continuous Dimming to 10% or below | [23 empty] | ZZZBZX | [10 empty] | 6876.58 | 120.642 | 57 | 14 | 0.89 | 5000 | 82 | [13 empty] | No | [9 empty] | AC | Updated on 10/31/2019
Solid State Lighting | 5.1 | PGSBSY2Q | Saylite/Texas Fluorescents Reinvented | Saylite | CITE48LRFY15WDMV50K | Indoor Luminaires | Linear Ambient | Direct Linear Ambient Luminaires |  |  |  | Standard | [16 empty] | 2021-04-28 | Yes | Continuous Dimming to 10% or below | Energy Monitoring, High-end Trim, Autani Energy Center, Avi-on, Douglas Dialog, Enlighted IOT System, Lutron- Vive, McWoing TruBlu, Nedap Luxon, Signify Easysense | Daylight Sensor, Occupancy Sensor, Multifunction Sensor, Integral Sensor Receptacle | 0-10V Analog,DALI,DMX | Zigbee, Bluetooth, Wifi | No | No | Yes | Yes | Yes | Yes | Autani Energy Center, Avi-on, Douglas Dialog, Enlighted IOT System, Lutron- Vive, McWoing TruBlu, Nedap Luxon, Signify Easysense | Yes | Yes | No | Yes | Yes | Yes | No | No | Yes | Yes | Yes |  | BBBFSF | [10 empty] | 2236.4 | 152.76 | 14.64 | 9.5 | 0.902 | 5000 | 82 | 11 | 82 | 97 | -12 | 4 | 4.0 ft |  |  |  | No | No | No | No | No | [9 empty] | AC |  | 120 | 277 |  |  | 2236.4 | 14.64
Solid State Lighting | 5.1 | PGTHYAKL | Saylite/Texas Fluorescents Reinvented | Saylite | 200A296LY30WDMV40Koooo | Indoor Luminaires | Linear Ambient | Direct Linear Ambient Luminaires |  |  |  | Standard | [16 empty] | 2021-11-02 | No | Continuous Dimming to 10% or below | No Control Capability | No Sensor | 0-10V Analog | No Wireless Protocol | No | No | No | No | No | No |  | No | No | No | Yes | No | No | No | No | No | No | No | No | VVVZVR | [10 empty] | 5039 | 166.19 | 30.3 | 9.2 | 0.916 | 4000 | 84 | 10 | 84 | 97 | -11 | 8 | 8.0 ft |  |  |  | No | No | No | No | No | [9 empty] | AC |  | 120 | 277 |  |  | 5039 | 30.3
Solid State Lighting | 5 | PGTTQ6YU | Saylite/Texas Fluorescents Reinvented | Saylite | C48LFRF24W3200LDMV30K | Indoor Luminaires | Linear Ambient | Direct Linear Ambient Luminaires |  |  | TRUE | Standard |  |  | 3046.5 | 127.7 | 23.86 | 7.9 | 0.922 | 3097 | 84 | [5 empty] | 5 | 50000 | 2017-02-03 | Yes | Continuous Dimming to 10% or below | [23 empty] | YYYBLC | [10 empty] | 3046.5 | 127.74 | 23.85 | 7.9 | 0.92 | 3000 | 84 |  |  |  |  | 4 | 4.0 ft | TRUE | [6 empty] | No | [9 empty] | AC | Updated on 10/31/2019
Solid State Lighting | 5.1 | PGTUM1GS | Saylite/Texas Fluorescents Reinvented | Saylite | 209A48LY30WDMV40Koooo | Indoor Luminaires | Linear Ambient | Direct Linear Ambient Luminaires |  |  |  | Standard | [16 empty] | 2021-11-02 | No | Continuous Dimming to 10% or below | No Control Capability | No Sensor | 0-10V Analog | No Wireless Protocol | No | No | No | No | No | No |  | No | No | No | Yes | No | No | No | No | No | No | No | No | VVVZVR | [10 empty] | 4997 | 163.73 | 30.5 | 9.2 | 0.916 | 4000 | 84 | 9 | 84 | 97 | -11 | 4 | 4.0 ft |  |  |  | No | No | No | No | No | [9 empty] | AC |  | 120 | 277 |  |  | 4997 | 30.5
Solid State Lighting | 5.1 | PGUMW3SP | Saylite/Texas Fluorescents Reinvented | Saylite | (SS,SV,SD,SM)CBF24LY35WDMV35Koooo | Indoor Luminaires | Troffer | 2x4 Luminaires for Ambient Lighting of Interior Commercial Spaces |  |  |  | Standard | [16 empty] | 2021-07-29 | Yes | Continuous Dimming to 10% or below | Autani Energy Center, Avi-on, Douglas Dialog, Enlighted IOT System, Lutron- Vive, McWoing TruBlu, Nedap Luxon, Signify Easysense | Multifunction Sensor,Sensor Receptacle,Daylight Sensor,Occupancy Sensing | 0-10V Analog | Zigbee,Bluetooth,WiFi | No | No | Yes | Yes | Yes | Yes | Autani Energy Center, Avi-on, Douglas Dialog, Enlighted IOT System, Lutron- Vive, McWoing TruBlu, Nedap Luxon, Signify Easysense | No | No | No | Yes | No | No | No |  | Yes | Yes | Yes | No | JJJOWB | [10 empty] | 5034.77 | 143.851 | 35 | 10.3 | 0.953 | 3500 | 83 | 9 | 84 | 97 | -11 | [5 empty] | No | No | No | No | No | [9 empty] | AC |  | 120 | 277 |  |  | 5034.77 | 35
Solid State Lighting | 5.1 | PGUY1QZV | Saylite/Texas Fluorescents Reinvented | Saylite | 207A224LY15WDMV50Koooo | Indoor Luminaires | Linear Ambient | Direct Linear Ambient Luminaires |  |  |  | Standard | [16 empty] | 2021-11-02 | No | Continuous Dimming to 10% or below | No Control Capability | No Sensor | 0-10V Analog | No Wireless Protocol | No | No | No | No | No | No |  | No | No | No | Yes | No | No | No | No | No | No | No | No | VVVZVR | [10 empty] | 2147 | 140.78 | 15.3 | 9.6 | 0.909 | 5000 | 84 | 19 | 82 | 97 | -11 | 2 | 2.0 ft |  |  |  | No | No | No | No | No | [9 empty] | AC |  | 120 | 277 |  |  | 2147 | 15.3
Solid State Lighting | 5.1 | PGVMXNF7 | Saylite/Texas Fluorescents Reinvented | Saylite | 8RB(421 or 501)LY100WD(D,G,DALI,DEXAL,SR)MV30Koooo | Indoor Retrofit Kit | Linear Ambient | Retrofit Kits for Direct Linear Ambient Luminaires | Luminaire Specific |  |  | Standard | [16 empty] | 2021-09-30 | Yes | Continuous Dimming to 10% or below | LLLC,Energy Monitoring,High End Trim | Multifunction Sensor, Sensor Receptacle, Daylight Sensing, Occupancy Sensing | 0-10V Analog, DALI, DMX, Phase Cut | Zigbee,Bluetooth,WiFi | No | No | Yes | Yes | Yes | Yes | Autani Energy Center, Avi-on, Douglas Dialog, Enlighted IOT System, Lutron- Vive, McWoing TruBlu, Nedap Luxon, Signify Easysense | Yes | Yes | No | Yes | Yes | Yes | Yes | No | Yes | Yes | Yes | No | RRRWGM | [10 empty] | 15253 | 152.53 | 100 | 10 | 0.994 | 3000 | 83 | 8 | 83 | 98 | -11 | 8 |  |  |  |  | No | No | No | No | No | [9 empty] | AC |  | 120 | 277 |  |  | 15253 | 100
Solid State Lighting | 5.1 | PGVO88GJ | Saylite/Texas Fluorescents Reinvented | Saylite | CITE48LRFY40WDMV30K | Indoor Luminaires | Linear Ambient | Direct Linear Ambient Luminaires |  |  |  | Standard | [16 empty] | 2021-04-28 | Yes | Continuous Dimming to 10% or below | Energy Monitoring, High-end Trim, Autani Energy Center, Avi-on, Douglas Dialog, Enlighted IOT System, Lutron- Vive, McWoing TruBlu, Nedap Luxon, Signify Easysense | Daylight Sensor, Occupancy Sensor, Multifunction Sensor, Integral Sensor Receptacle | 0-10V Analog,DALI,DMX | Zigbee, Bluetooth, Wifi | No | No | Yes | Yes | Yes | Yes | Autani Energy Center, Avi-on, Douglas Dialog, Enlighted IOT System, Lutron- Vive, McWoing TruBlu, Nedap Luxon, Signify Easysense | Yes | Yes | No | Yes | Yes | Yes | No | No | Yes | Yes | Yes |  | BBBFSF | [10 empty] | 5460 | 136.5 | 40 | 9.5 | 0.902 | 3000 | 84 | 10 | 84 | 98 | -11 | 4 | 4.0 ft |  |  |  | No | No | No | No | No | [9 empty] | AC |  | 120 | 277 |  |  | 5460 | 40
Solid State Lighting | 5.1 | PGWP31KV | Saylite/Texas Fluorescents Reinvented | Saylite | 4RB(421 or 501)LY15WD(D,G,DALI,DEXAL,SR)MV50Koooo | Indoor Retrofit Kit | Linear Ambient | Retrofit Kits for Direct Linear Ambient Luminaires | Luminaire Specific |  |  | Standard | [16 empty] | 2021-09-30 | Yes | Continuous Dimming to 10% or below | LLLC,Energy Monitoring,High End Trim | Multifunction Sensor, Sensor Receptacle, Daylight Sensing, Occupancy Sensing | 0-10V Analog, DALI, DMX, Phase Cut | Zigbee,Bluetooth,WiFi | No | No | Yes | Yes | Yes | Yes | Autani Energy Center, Avi-on, Douglas Dialog, Enlighted IOT System, Lutron- Vive, McWoing TruBlu, Nedap Luxon, Signify Easysense | Yes | Yes | No | Yes | Yes | Yes | Yes | No | Yes | Yes | Yes | No | RRRWGM | [10 empty] | 2510 | 170.6 | 14.71 | 13.2 | 0.898 | 5000 | 82 | 10 | 81 | 97 | -12 | 4 |  |  |  |  | No | No | No | No | No | [9 empty] | AC |  | 120 | 277 |  |  | 2510 | 14.71
Solid State Lighting | 5 | PGX1B47P | Saylite/Texas Fluorescents Reinvented | Saylite | 14CJ40W4900LW10DMV35K | Indoor Retrofit Kit | Troffer | Linear Retrofit Kits for 1x4 Luminaires | General Purpose |  |  | Standard | [16 empty] | 2018-05-25 | Yes | Continuous Dimming to 10% or below | [23 empty] | LLLBNI | [10 empty] | 4819 | 121.385 | 39.7 | 4.9 | 0.97 | 3500 | 83 | [13 empty] | No | [9 empty] | AC | Updated on 10/31/2019
Solid State Lighting | 5 | PGY3ZX6D | Saylite/Texas Fluorescents Reinvented | Saylite | C48LF30W4300LDMV35K | Indoor Luminaires | Linear Ambient | Direct Linear Ambient Luminaires |  |  |  | Standard | [16 empty] | 2017-02-03 | Yes | Continuous Dimming to 10% or below | [23 empty] | YYYBLC | [10 empty] | 4175 | 139.17 | 30 | 8 | 0.92 | 3500 | 84 |  |  |  |  | 4 | 4.0 ft | [7 empty] | No | [9 empty] | AC | Updated on 10/31/2019
Solid State Lighting | 5 | PGY7C0G2 | Saylite/Texas Fluorescents Reinvented | Fleco Industries | HIL48LX135W20000LDMV40Koooo (except WG) | Indoor Luminaires | High-Bay | High-Bay Luminaires for Commercial and Industrial Buildings |  |  |  | Premium | [16 empty] | 2020-06-23 | Yes | Continuous Dimming to 10% or below | [23 empty] | TTTVRK | [10 empty] | 21730 | 160.963 | 135 | 11.15 | 0.96 | 4000 | 83 | [13 empty] | No | [9 empty] | AC |  | 120 | 277 |  |  | 21730 | 135
Solid State Lighting | 5 | PGYPJTH6 | Saylite/Texas Fluorescents Reinvented | Saylite | CBF24LF22W3100LDMV40K | Indoor Luminaires | Troffer | 2x4 Luminaires for Ambient Lighting of Interior Commercial Spaces |  |  |  | Standard | [16 empty] | 2017-02-03 | Yes | Continuous Dimming to 10% or below | [23 empty] | YYYBKX | [10 empty] | 3145 | 137.34 | 22.9 | 8.5 | 0.99 | 4000 | 84 | [13 empty] | No | [9 empty] | AC | Updated on 10/31/2019
Solid State Lighting | 5.1 | PGZUW5AX | Saylite/Texas Fluorescents Reinvented | Saylite | C96LFRY90WD(D,G,DALI,DEXAL,SR)MV30Koooo | Indoor Luminaires | Linear Ambient | Direct Linear Ambient Luminaires |  |  |  | Standard | [16 empty] | 2021-09-30 | Yes | Continuous Dimming to 10% or below | LLLC,Energy Monitoring,High End Trim | Multifunction Sensor, Sensor Receptacle, Daylight Sensing, Occupancy Sensing | 0-10V Analog, DALI, DMX, Phase Cut | Zigbee,Bluetooth,WiFi | No | No | Yes | Yes | Yes | Yes | Autani Energy Center, Avi-on, Douglas Dialog, Enlighted IOT System, Lutron- Vive, McWoing TruBlu, Nedap Luxon, Signify Easysense | Yes | Yes | No | Yes | Yes | Yes | Yes | No | Yes | Yes | Yes | No | RRRWGM | [10 empty] | 12714 | 166.58 | 90 | 13.2 | 0.898 | 3000 | 84 | 9 | 83 | 98 | -11 | 8 |  |  |  |  | No | No | No | No | No | [9 empty] | AC |  | 120 | 277 |  |  | 12714 | 90
Solid State Lighting | 5.1 | PH0SYU1I | Saylite/Texas Fluorescents Reinvented | Saylite | RKCIT48LY35WDMV35K | Indoor Retrofit Kit | Linear Ambient | Retrofit Kits for Direct Linear Ambient Luminaires | Luminaire Specific |  |  | Standard | [16 empty] | 2021-04-28 | Yes | Continuous Dimming to 10% or below | Energy Monitoring, High-end Trim, Autani Energy Center, Avi-on, Douglas Dialog, Enlighted IOT System, Lutron- Vive, McWoing TruBlu, Nedap Luxon, Signify Easysense | Daylight Sensor, Occupancy Sensor, Multifunction Sensor, Integral Sensor Receptacle | 0-10V Analog,DALI,DMX | Zigbee, Bluetooth, Wifi | No | No | Yes | Yes | Yes | Yes | Autani Energy Center, Avi-on, Douglas Dialog, Enlighted IOT System, Lutron- Vive, McWoing TruBlu, Nedap Luxon, Signify Easysense | Yes | Yes | No | Yes | Yes | Yes | No | No | Yes | Yes | Yes |  | BBBFSF | [10 empty] | 5067.8 | 144.794 | 35 | 9.5 | 0.902 | 3500 | 84 | 10 | 84 | 98 | -11 | 4 | 4.0 ft |  |  |  | No | No | No | No | No | [9 empty] | AC |  | 120 | 277 |  |  | 5067.8 | 35
Solid State Lighting | 5.1 | PH1B16HE | Saylite/Texas Fluorescents Reinvented | Saylite | 207A248LY20WDMV50Koooo | Indoor Luminaires | Linear Ambient | Direct Linear Ambient Luminaires |  |  |  | Standard | [16 empty] | 2021-11-02 | No | Continuous Dimming to 10% or below | No Control Capability | No Sensor | 0-10V Analog | No Wireless Protocol | No | No | No | No | No | No |  | No | No | No | Yes | No | No | No | No | No | No | No | No | VVVZVR | [10 empty] | 3307 | 165.37 | 20 | 9.2 | 0.916 | 5000 | 84 | 13 | 82 | 96 | -12 | 4 | 4.0 ft |  |  |  | No | No | No | No | No | [9 empty] | AC |  | 120 | 277 |  |  | 3307 | 20
Solid State Lighting | 5 | PH1YHBDA | Saylite/Texas Fluorescents Reinvented | Saylite | C48LFRF48W6000LDMV30K | Indoor Luminaires | Linear Ambient | Direct Linear Ambient Luminaires |  |  |  | Standard | [16 empty] | 2017-02-03 | Yes | Continuous Dimming to 10% or below | [23 empty] | YYYBLC | [10 empty] | 5670 | 118.13 | 48 | 5.14 | 1 | 3000 | 84 |  |  |  |  | 4 | 4.0 ft | TRUE | [6 empty] | No | [9 empty] | AC | Updated on 10/31/2019
Solid State Lighting | 5 | PH3T739R | Saylite/Texas Fluorescents Reinvented | Saylite | C24LF28W3700LDMV35K | Indoor Luminaires | Linear Ambient | Direct Linear Ambient Luminaires |  |  |  | Standard | [16 empty] | 2017-03-24 | Yes | Continuous Dimming to 10% or below | [23 empty] | VAVWHV | [10 empty] | 3585 | 128.04 | 28 | 7.84 | 1 | 3500 | 84 |  |  |  |  | 2 | 2.0 ft | [7 empty] | No | [9 empty] | AC | Updated on 10/31/2019
Solid State Lighting | 5 | PH6NMR82 | Saylite/Texas Fluorescents Reinvented | Saylite | 131A14LF48W5400LDMV35K | Indoor Luminaires | Troffer | 1x4 Luminaires for Ambient Lighting of Interior Commercial Spaces |  |  |  | Standard | [16 empty] | 2017-02-03 | Yes | Continuous Dimming to 10% or below | [23 empty] | YYYBLB | [10 empty] | 5210 | 108.54 | 48 | 5 | 1 | 3500 | 83 | [13 empty] | No | [9 empty] | AC | Updated on 10/31/2019
Solid State Lighting | 5 | PH7355NA | Saylite/Texas Fluorescents Reinvented | Saylite | ZZ-SER FR 48L T42W5000L DMV 30K WH-YY | Indoor Luminaires | Linear Ambient | Direct Linear Ambient Luminaires |  |  | TRUE | Standard |  | 120 | 4891.3 | 120.3 | 40.67 | 12.09 | 0.963 | 3060 | 82.7 | [5 empty] | 5 |  | 2019-06-25 | Yes | Continuous Dimming to 10% or below | [23 empty] | HHHDIW | [10 empty] | 4891.3 | 120.3 | 40.67 | 8.05 | 0.995 | 3060 | 82.7 |  |  |  |  | 4 | 4.0 ft | TRUE | [6 empty] | No | [9 empty] | AC | Updated on 10/31/2019 | 108 | 305 |  |  | 4891.3 | 40.67
Solid State Lighting | 5 | PH749RSH | Saylite/Texas Fluorescents Reinvented | Fleco Industries | HIL24LX100W15000LDMV35Koooo (except WG) | Indoor Luminaires | High-Bay | High-Bay Luminaires for Commercial and Industrial Buildings |  |  |  | Premium | [16 empty] | 2020-06-23 | Yes | Continuous Dimming to 10% or below | [23 empty] | TTTVRK | [10 empty] | 15707 | 157.07 | 100 | 9.45 | 0.966 | 3500 | 83 | [13 empty] | No | [9 empty] | AC |  | 120 | 277 |  |  | 15707 | 100
Solid State Lighting | 5 | PH8CV5AY | Saylite/Texas Fluorescents Reinvented | Saylite | HBC48LN127W18000LA10DMVxxx30Koooo | Indoor Luminaires | High-Bay | High-Bay Luminaires for Commercial and Industrial Buildings |  |  | TRUE | Standard |  |  | 15981.3 | 130.4 | 122.6 | 6.1 | 0.956 | 3063 | 83 | [5 empty] | 5 | 50000 | 2017-03-15 | Yes | Continuous Dimming to 10% or below | [23 empty] | LLLBCJ | [10 empty] | 16241 | 131.8 | 123.2 | 6.1 | 0.96 | 3000 | 83 | [6 empty] | TRUE | [6 empty] | No | [9 empty] | AC | Updated on 10/31/2019
Solid State Lighting | 5 | PH9E3KTA | Saylite/Texas Fluorescents Reinvented | Saylite | CBF22LHF24W3000LDMV30K | Indoor Luminaires | Troffer | 2x2 Luminaires for Ambient Lighting of Interior Commercial Spaces |  |  | TRUE | Premium |  |  | 2903.6 | 122.7 | 23.67 | 3.8 | 0.998 | 3107 | 83 | [5 empty] | 5 | 50000 | 2017-02-03 | Yes | Continuous Dimming to 10% or below | [23 empty] | YYYBKY | [10 empty] | 2904 | 122.7 | 23.67 | 3.8 | 1 | 3096 | 84 | [6 empty] | TRUE | [6 empty] | No | [9 empty] | AC | Updated on 10/31/2019
Solid State Lighting | 5 | PH9UG56Q | Saylite/Texas Fluorescents Reinvented | Saylite | CRSR48LT30W3500LDMVxxx50K | Indoor Luminaires | Linear Ambient | Direct Linear Ambient Luminaires |  |  |  | Standard | [16 empty] | 2017-06-12 | Yes | Continuous Dimming to 10% or below | [23 empty] | EAEEZR | [10 empty] | 3896 | 131.62 | 29.6 | 12 | 0.93 | 5000 | 84 |  |  |  |  | 4 | 4.0 ft | [7 empty] | No | [9 empty] | AC | Updated on 10/31/2019
Solid State Lighting | 5 | PHAANDB1 | Saylite/Texas Fluorescents Reinvented | Saylite | UCLL24LF28W2700LDMV30K | Indoor Luminaires | Troffer | 2x4 Luminaires for Ambient Lighting of Interior Commercial Spaces |  |  | TRUE | Standard |  |  | 3007 | 105.92 | 28.39 | 8.18 | 0.951 | 3031 | 83.9 | [5 empty] | 5 | 50000 | 2016-02-03 | No | Continuous Dimming to 10% or below | [23 empty] | KKKYHA | [10 empty] | 3077 | 108.4 | 28.39 | 6.68 | 0.996 | 3000 | 83.9 | [6 empty] | TRUE | [6 empty] | No | [9 empty] | AC | Updated on 10/31/2019
Solid State Lighting | 5 | PHAH1CE8 | Saylite/Texas Fluorescents Reinvented | Saylite | 131A22LJ24W2700LDMV50K | Indoor Luminaires | Troffer | 2x2 Luminaires for Ambient Lighting of Interior Commercial Spaces |  |  |  | Standard | [16 empty] | 2018-05-25 | Yes | Continuous Dimming to 10% or below | [23 empty] | LLLBNI | [10 empty] | 2765 | 118.162 | 23.4 | 8.2 | 0.95 | 5000 | 82 | [13 empty] | No | [9 empty] | AC | Updated on 10/31/2019
Solid State Lighting | 5 | PHB31FGJ | Saylite/Texas Fluorescents Reinvented | Saylite | C48LFRF30W4000LDMV30K | Indoor Luminaires | Linear Ambient | Direct Linear Ambient Luminaires |  |  |  | Standard | [16 empty] | 2017-02-03 | Yes | Continuous Dimming to 10% or below | [23 empty] | YYYBLC | [10 empty] | 3775 | 125.83 | 30 | 7.9 | 0.92 | 3000 | 84 |  |  |  |  | 4 | 4.0 ft | TRUE | [6 empty] | No | [9 empty] | AC | Updated on 10/31/2019
Solid State Lighting | 5.1 | PHC0B9FL | Saylite/Texas Fluorescents Reinvented | Saylite | S96LFRY90WD(D,G,DALI,DEXAL,SR)MV30Koooo | Indoor Luminaires | Linear Ambient | Direct Linear Ambient Luminaires |  |  |  | Standard | [16 empty] | 2021-09-30 | Yes | Continuous Dimming to 10% or below | LLLC,Energy Monitoring,High End Trim | Multifunction Sensor, Sensor Receptacle, Daylight Sensing, Occupancy Sensing | 0-10V Analog, DALI, DMX, Phase Cut | Zigbee,Bluetooth,WiFi | No | No | Yes | Yes | Yes | Yes | Autani Energy Center, Avi-on, Douglas Dialog, Enlighted IOT System, Lutron- Vive, McWoing TruBlu, Nedap Luxon, Signify Easysense | Yes | Yes | No | Yes | Yes | Yes | Yes | No | Yes | Yes | Yes | No | RRRWGM | [10 empty] | 12714 | 141.27 | 90 | 13.2 | 0.898 | 3000 | 84 | 9 | 83 | 98 | -11 | 8 |  |  |  |  | No | No | No | No | No | [9 empty] | AC |  | 120 | 277 |  |  | 12714 | 90
Solid State Lighting | 5.1 | PHC1N0AF | Saylite/Texas Fluorescents Reinvented | Saylite | S48LY20WD(D,G,DALI,DEXAL,SR)MV40Koooo | Indoor Luminaires | Linear Ambient | Direct Linear Ambient Luminaires |  |  |  | Standard | [16 empty] | 2021-09-30 | Yes | Continuous Dimming to 10% or below | LLLC,Energy Monitoring,High End Trim | Multifunction Sensor, Sensor Receptacle, Daylight Sensing, Occupancy Sensing | 0-10V Analog, DALI, DMX, Phase Cut | Zigbee,Bluetooth,WiFi | No | No | Yes | Yes | Yes | Yes | Autani Energy Center, Avi-on, Douglas Dialog, Enlighted IOT System, Lutron- Vive, McWoing TruBlu, Nedap Luxon, Signify Easysense | Yes | Yes | No | Yes | Yes | Yes | Yes | No | Yes | Yes | Yes | No | RRRWGM | [10 empty] | 3403 | 170.17 | 20 | 13.2 | 0.898 | 4000 | 84 | 9 | 83 | 98 | -11 | 4 |  |  |  |  | No | No | No | No | No | [9 empty] | AC |  | 120 | 277 |  |  | 3403 | 20
Solid State Lighting | 5 | PHCJPNW8 | Saylite/Texas Fluorescents Reinvented | Saylite | 24CJ40W5300LW10DMV30K | Indoor Retrofit Kit | Troffer | Linear Retrofit Kits for 2x4 Luminaires | General Purpose |  |  | Standard | [16 empty] | 2018-05-25 | Yes | Continuous Dimming to 10% or below | [23 empty] | LLLBNI | [10 empty] | 4908 | 124.253 | 39.5 | 4.7 | 0.97 | 3000 | 83 | [6 empty] | TRUE | [6 empty] | No | [9 empty] | AC | Updated on 10/31/2019
Solid State Lighting | 5.1 | PHCOHXYW | Saylite/Texas Fluorescents Reinvented | Saylite | (SS,SV,SD,SM)CBF24LY25WDMV30Koooo | Indoor Luminaires | Troffer | 2x4 Luminaires for Ambient Lighting of Interior Commercial Spaces |  |  |  | Standard | [16 empty] | 2021-07-29 | Yes | Continuous Dimming to 10% or below | Autani Energy Center, Avi-on, Douglas Dialog, Enlighted IOT System, Lutron- Vive, McWoing TruBlu, Nedap Luxon, Signify Easysense | Multifunction Sensor,Sensor Receptacle,Daylight Sensor,Occupancy Sensing | 0-10V Analog | Zigbee,Bluetooth,WiFi | No | No | Yes | Yes | Yes | Yes | Autani Energy Center, Avi-on, Douglas Dialog, Enlighted IOT System, Lutron- Vive, McWoing TruBlu, Nedap Luxon, Signify Easysense | No | No | No | Yes | No | No | No |  | Yes | Yes | Yes | No | JJJOWB | [10 empty] | 3514.75 | 140.59 | 25 | 10.3 | 0.953 | 3000 | 83 | 9 | 84 | 97 | -11 | [5 empty] | No | No | No | No | No | [9 empty] | AC |  | 120 | 277 |  |  | 3514.75 | 25
Solid State Lighting | 5 | PHCWAUIT | Saylite/Texas Fluorescents Reinvented | Saylite | 24CJ57W7100LW10DMV40K | Indoor Retrofit Kit | Troffer | Linear Retrofit Kits for 2x4 Luminaires | General Purpose |  |  | Standard | [16 empty] | 2018-05-25 | Yes | Continuous Dimming to 10% or below | [23 empty] | LLLBNI | [10 empty] | 7128 | 127.059 | 56.1 | 4.7 | 0.97 | 4000 | 83 | [13 empty] | No | [9 empty] | AC | Updated on 10/31/2019
Solid State Lighting | 5.1 | PHDD7BIR | Saylite/Texas Fluorescents Reinvented | Saylite | 8RB(421 or 501)LY90WD(D,G,DALI,DEXAL,SR)MV40Koooo | Indoor Retrofit Kit | Linear Ambient | Retrofit Kits for Direct Linear Ambient Luminaires | Luminaire Specific |  |  | Standard | [16 empty] | 2021-09-30 | Yes | Continuous Dimming to 10% or below | LLLC,Energy Monitoring,High End Trim | Multifunction Sensor, Sensor Receptacle, Daylight Sensing, Occupancy Sensing | 0-10V Analog, DALI, DMX, Phase Cut | Zigbee,Bluetooth,WiFi | No | No | Yes | Yes | Yes | Yes | Autani Energy Center, Avi-on, Douglas Dialog, Enlighted IOT System, Lutron- Vive, McWoing TruBlu, Nedap Luxon, Signify Easysense | Yes | Yes | No | Yes | Yes | Yes | Yes | No | Yes | Yes | Yes | No | RRRWGM | [10 empty] | 14830 | 164.78 | 90 | 10 | 0.994 | 4000 | 83 | 8 | 83 | 98 | -11 | 8 |  |  |  |  | No | No | No | No | No | [9 empty] | AC |  | 120 | 277 |  |  | 14830 | 90
Solid State Lighting | 5 | PHDRPFDI | Saylite/Texas Fluorescents Reinvented | Saylite | UCLL24LJ57W6800LDMV40K | Indoor Luminaires | Troffer | 2x4 Luminaires for Ambient Lighting of Interior Commercial Spaces |  |  |  | Standard | [16 empty] | 2018-07-18 | Not Yet Verified | Continuous Dimming to 10% or below | [23 empty] | ZZZBZX | [10 empty] | 6876.58 | 120.642 | 57 | 14 | 0.89 | 4000 | 82 | [13 empty] | No | [9 empty] | AC | Updated on 10/31/2019
Solid State Lighting | 5 | PHEX3N5R | Saylite/Texas Fluorescents Reinvented | Saylite | C96LFRF24W3200LDMV40K | Indoor Luminaires | Linear Ambient | Direct Linear Ambient Luminaires |  |  |  | Standard | [16 empty] | 2017-02-03 | Yes | Continuous Dimming to 10% or below | [23 empty] | YYYBLC | [10 empty] | 3200 | 134.17 | 23.85 | 7.9 | 0.92 | 4000 | 84 |  |  |  |  | 8 | 8.0 ft | [7 empty] | No | [9 empty] | AC | Updated on 10/31/2019
Solid State Lighting | 5.1 | PHFE7X4R | Saylite/Texas Fluorescents Reinvented | Saylite | 209A96LY100WDMV35Koooo | Indoor Luminaires | Linear Ambient | Direct Linear Ambient Luminaires |  |  |  | Standard | [16 empty] | 2021-11-02 | No | Continuous Dimming to 10% or below | No Control Capability | No Sensor | 0-10V Analog | No Wireless Protocol | No | No | No | No | No | No |  | No | No | No | Yes | No | No | No | No | No | No | No | No | VVVZVR | [10 empty] | 15363 | 153.63 | 100 | 13.2 | 0.898 | 3500 | 84 | 9 | 84 | 97 | -11 | 8 | 8.0 ft |  |  |  | No | No | No | No | No | [9 empty] | AC |  | 120 | 277 |  |  | 15363 | 100
Solid State Lighting | 5 | PHG2SUZT | Saylite/Texas Fluorescents Reinvented | Saylite | CBF22LF30W3600LDMV30K | Indoor Luminaires | Troffer | 2x2 Luminaires for Ambient Lighting of Interior Commercial Spaces |  |  | TRUE | Standard |  |  | 3371.8 | 105.9 | 31.85 | 11 | 0.96 | 3115 | 83 | [5 empty] | 5 | 50000 | 2017-02-03 | Yes | Continuous Dimming to 10% or below | [23 empty] | YYYBKW | [10 empty] | 3371.8 | 105.86 | 31.85 | 11.1 | 0.96 | 3000 | 84 | [6 empty] | TRUE | [6 empty] | No | [9 empty] | AC | Updated on 10/31/2019
Solid State Lighting | 5.1 | PHGMF1AD | Saylite/Texas Fluorescents Reinvented | Saylite | C96LFRY100WD(D,G,DALI,DEXAL,SR)MV35Koooo | Indoor Luminaires | Linear Ambient | Direct Linear Ambient Luminaires |  |  |  | Standard | [16 empty] | 2021-09-30 | Yes | Continuous Dimming to 10% or below | LLLC,Energy Monitoring,High End Trim | Multifunction Sensor, Sensor Receptacle, Daylight Sensing, Occupancy Sensing | 0-10V Analog, DALI, DMX, Phase Cut | Zigbee,Bluetooth,WiFi | No | No | Yes | Yes | Yes | Yes | Autani Energy Center, Avi-on, Douglas Dialog, Enlighted IOT System, Lutron- Vive, McWoing TruBlu, Nedap Luxon, Signify Easysense | Yes | Yes | No | Yes | Yes | Yes | Yes | No | Yes | Yes | Yes | No | RRRWGM | [10 empty] | 14659 | 146.59 | 100 | 13.2 | 0.898 | 3500 | 84 | 9 | 83 | 98 | -11 | 8 |  |  |  |  | No | No | No | No | No | [9 empty] | AC |  | 120 | 277 |  |  | 14659 | 100
Solid State Lighting | 5 | PHGUCCLZ | Saylite/Texas Fluorescents Reinvented | Saylite | ZZ-SER FR 96L T72W9000L DMV 35K WH-YY | Indoor Luminaires | Linear Ambient | Direct Linear Ambient Luminaires |  |  |  | Standard | [16 empty] | 2019-06-25 | Yes | Continuous Dimming to 10% or below | [23 empty] | HHHDIW | [10 empty] | 9187 | 129.01 | 71.21 | 5.82 | 0.997 | 3550 | 82.7 |  |  |  |  | 8 | 8.0 ft | [7 empty] | No | [9 empty] | AC | Updated on 10/31/2019 | 108 | 305 |  |  | 9187 | 71.21
Solid State Lighting | 5 | PHGWK364 | Saylite/Texas Fluorescents Reinvented | Saylite | FPELP14LED40DMVWH35 | Indoor Luminaires | Troffer | 1x4 Luminaires for Ambient Lighting of Interior Commercial Spaces |  |  |  | Standard | [16 empty] | 2016-09-15 | No | Continuous Dimming to 10% or below | [23 empty] | WWWAMJ | [10 empty] | 5035 | 125.8 | 40 | 20 | 0.9 | 3500 | 81.5 | [13 empty] | No | [9 empty] | AC | X is placeholder for the edge of the pabel that doesn't affect performance, Updated on 10/31/2019
Solid State Lighting | 5 | PHHAM6QX | Saylite/Texas Fluorescents Reinvented | Saylite | DC200E135W16400LMV50K | Outdoor Luminaires | High Output | Outdoor Non-Cutoff and Semi-Cutoff Wall-Mounted Area Luminaires |  |  |  | Standard | [16 empty] | 2017-01-17 | Yes | Not Dimmable | [23 empty] | YYYBIE | [10 empty] | 16400 | 121 | 135 | 20 | 0.9 | 5000 | 70 | [13 empty] | No | [9 empty] | AC | Updated on 11/29/2016, Updated on 10/31/2019
Solid State Lighting | 5.1 | PHHC8T5L | Saylite/Texas Fluorescents Reinvented | Saylite | 200A248LY35WDMV30Koooo | Indoor Luminaires | Linear Ambient | Direct Linear Ambient Luminaires |  |  |  | Standard | [16 empty] | 2021-11-02 | No | Continuous Dimming to 10% or below | No Control Capability | No Sensor | 0-10V Analog | No Wireless Protocol | No | No | No | No | No | No |  | No | No | No | Yes | No | No | No | No | No | No | No | No | VVVZVR | [10 empty] | 5298 | 151.37 | 35 | 13.2 | 0.898 | 3000 | 84 | 9 | 84 | 97 | -11 | 4 | 4.0 ft |  |  |  | No | No | No | No | No | [9 empty] | AC |  | 120 | 277 |  |  | 5298 | 35
Solid State Lighting | 5.1 | PHHEF2HX | Saylite/Texas Fluorescents Reinvented | Saylite | S24LY20WD(D,G,DALI,DEXAL,SR)MV30Koooo | Indoor Luminaires | Linear Ambient | Direct Linear Ambient Luminaires |  |  |  | Standard | [16 empty] | 2021-09-30 | Yes | Continuous Dimming to 10% or below | LLLC,Energy Monitoring,High End Trim | Multifunction Sensor, Sensor Receptacle, Daylight Sensing, Occupancy Sensing | 0-10V Analog, DALI, DMX, Phase Cut | Zigbee,Bluetooth,WiFi | No | No | Yes | Yes | Yes | Yes | Autani Energy Center, Avi-on, Douglas Dialog, Enlighted IOT System, Lutron- Vive, McWoing TruBlu, Nedap Luxon, Signify Easysense | Yes | Yes | No | Yes | Yes | Yes | Yes | No | Yes | Yes | Yes | No | RRRWGM | [10 empty] | 3032 | 151.62 | 20 | 13.3 | 0.905 | 3000 | 84 | 9 | 84 | 98 | -11 | 2 |  |  |  |  | No | No | No | No | No | [9 empty] | AC |  | 120 | 277 |  |  | 3032 | 20
Solid State Lighting | 5 | PHHWWDB4 | Saylite/Texas Fluorescents Reinvented | Saylite | LFL20L120W12550LMV50KBZ | Outdoor Luminaires | High Output | Architectural Flood and Spot Luminaires |  |  |  | Standard | [16 empty] | 2016-09-23 | Not Yet Verified | Not Dimmable | [23 empty] | WWWANS | 7 | 7 | [8 empty] | 12548 | 109 | 115.1 | 17.09 | 0.911 | 5000 | 70 | [13 empty] | No | [9 empty] | AC | Updated on 10/31/2019
Solid State Lighting | 5.1 | PHIKJWII | Saylite/Texas Fluorescents Reinvented | Saylite | 200A296LY30WDMV30Koooo | Indoor Luminaires | Linear Ambient | Direct Linear Ambient Luminaires |  |  |  | Standard | [16 empty] | 2021-11-02 | No | Continuous Dimming to 10% or below | No Control Capability | No Sensor | 0-10V Analog | No Wireless Protocol | No | No | No | No | No | No |  | No | No | No | Yes | No | No | No | No | No | No | No | No | VVVZVR | [10 empty] | 4708 | 155.27 | 30.3 | 9.2 | 0.916 | 3000 | 84 | 10 | 84 | 97 | -11 | 8 | 8.0 ft |  |  |  | No | No | No | No | No | [9 empty] | AC |  | 120 | 277 |  |  | 4708 | 30.3
Solid State Lighting | 5.1 | PHIU2RSJ | Saylite/Texas Fluorescents Reinvented | Saylite | 4RB(421 or 501)LY25WD(D,G,DALI,DEXAL,SR)MV35Koooo | Indoor Retrofit Kit | Linear Ambient | Retrofit Kits for Direct Linear Ambient Luminaires | Luminaire Specific |  |  | Standard | [16 empty] | 2021-09-30 | Yes | Continuous Dimming to 10% or below | LLLC,Energy Monitoring,High End Trim | Multifunction Sensor, Sensor Receptacle, Daylight Sensing, Occupancy Sensing | 0-10V Analog, DALI, DMX, Phase Cut | Zigbee,Bluetooth,WiFi | No | No | Yes | Yes | Yes | Yes | Autani Energy Center, Avi-on, Douglas Dialog, Enlighted IOT System, Lutron- Vive, McWoing TruBlu, Nedap Luxon, Signify Easysense | Yes | Yes | No | Yes | Yes | Yes | Yes | No | Yes | Yes | Yes | No | RRRWGM | [10 empty] | 4156 | 166.22 | 25 | 13.2 | 0.898 | 3500 | 84 | 9 | 83 | 98 | -11 | 4 |  |  |  |  | No | No | No | No | No | [9 empty] | AC |  | 120 | 277 |  |  | 4156 | 25
Solid State Lighting | 5.1 | PHIZM9DK | Saylite/Texas Fluorescents Reinvented | Saylite | CITE48LFRY40WDMV50K | Indoor Luminaires | Linear Ambient | Direct Linear Ambient Luminaires |  |  |  | Standard | [16 empty] | 2021-04-28 | Yes | Continuous Dimming to 10% or below | Energy Monitoring, High-end Trim, Autani Energy Center, Avi-on, Douglas Dialog, Enlighted IOT System, Lutron- Vive, McWoing TruBlu, Nedap Luxon, Signify Easysense | Daylight Sensor, Occupancy Sensor, Multifunction Sensor, Integral Sensor Receptacle | 0-10V Analog,DALI,DMX | Zigbee, Bluetooth, Wifi | No | No | Yes | Yes | Yes | Yes | Autani Energy Center, Avi-on, Douglas Dialog, Enlighted IOT System, Lutron- Vive, McWoing TruBlu, Nedap Luxon, Signify Easysense | Yes | Yes | No | Yes | Yes | Yes | No | No | Yes | Yes | Yes |  | BBBFSF | [10 empty] | 6196.58 | 154.914 | 40 | 9.5 | 0.902 | 5000 | 82 | 11 | 82 | 97 | -12 | 4 | 4.0 ft |  |  |  | No | No | No | No | No | [9 empty] | AC |  | 120 | 277 |  |  | 6196.58 | 40
Solid State Lighting | 5 | PHJ8C1M4 | Saylite/Texas Fluorescents Reinvented | Saylite | CBF14LF48W6000DMV35K [Qualified at 120V] | Indoor Luminaires | Troffer | 1x4 Luminaires for Ambient Lighting of Interior Commercial Spaces |  |  |  | Standard | [16 empty] | 2017-02-03 | Yes | Continuous Dimming to 10% or below | [23 empty] | YYYBKV | [10 empty] | 5735 | 119.48 | 48 | 8.2 | 0.99 | 3500 | 83 | [13 empty] | No | [9 empty] | AC | Updated on 10/31/2019
Solid State Lighting | 5 | PHJAB0Y5 | Saylite/Texas Fluorescents Reinvented | Saylite | ZZ-SER FR 48L T42W5000L DMV 50K WH-YY | Indoor Luminaires | Linear Ambient | Direct Linear Ambient Luminaires |  |  |  | Standard | [16 empty] | 2019-06-25 | Yes | Continuous Dimming to 10% or below | [23 empty] | HHHDIW | [10 empty] | 5233.89 | 128.69 | 40.67 | 8.05 | 0.995 | 5060 | 82.7 |  |  |  |  | 4 | 4.0 ft | [7 empty] | No | [9 empty] | AC | Updated on 10/31/2019 | 108 | 305 |  |  | 5233.89 | 40.67
Solid State Lighting | 5.1 | PHK2M1EW | Saylite/Texas Fluorescents Reinvented | Saylite | S24LFRY33WD(D,G,DALI,DEXAL,SR)MV35Koooo | Indoor Luminaires | Linear Ambient | Direct Linear Ambient Luminaires |  |  |  | Standard | [16 empty] | 2021-09-30 | Yes | Continuous Dimming to 10% or below | LLLC,Energy Monitoring,High End Trim | Multifunction Sensor, Sensor Receptacle, Daylight Sensing, Occupancy Sensing | 0-10V Analog, DALI, DMX, Phase Cut | Zigbee,Bluetooth,WiFi | No | No | Yes | Yes | Yes | Yes | Autani Energy Center, Avi-on, Douglas Dialog, Enlighted IOT System, Lutron- Vive, McWoing TruBlu, Nedap Luxon, Signify Easysense | Yes | Yes | No | Yes | Yes | Yes | Yes | No | Yes | Yes | Yes | No | RRRWGM | [10 empty] | 4685 | 141.98 | 33 | 9.4 | 0.991 | 3500 | 84 | 9 | 83 | 98 | -11 | 2 |  |  |  |  | No | No | No | No | No | [9 empty] | AC |  | 120 | 277 |  |  | 4685 | 33
Solid State Lighting | 5.1 | PHKF0QXQ | Saylite/Texas Fluorescents Reinvented | Saylite | S24LFRY25WD(D,G,DALI,DEXAL,SR)MV35Koooo | Indoor Luminaires | Linear Ambient | Direct Linear Ambient Luminaires |  |  |  | Standard | [16 empty] | 2021-09-30 | Yes | Continuous Dimming to 10% or below | LLLC,Energy Monitoring,High End Trim | Multifunction Sensor, Sensor Receptacle, Daylight Sensing, Occupancy Sensing | 0-10V Analog, DALI, DMX, Phase Cut | Zigbee,Bluetooth,WiFi | No | No | Yes | Yes | Yes | Yes | Autani Energy Center, Avi-on, Douglas Dialog, Enlighted IOT System, Lutron- Vive, McWoing TruBlu, Nedap Luxon, Signify Easysense | Yes | Yes | No | Yes | Yes | Yes | Yes | No | Yes | Yes | Yes | No | RRRWGM | [10 empty] | 3618 | 144.74 | 25 | 13.4 | 0.904 | 3500 | 84 | 10 | 84 | 98 | -10 | 2 |  |  |  |  | No | No | No | No | No | [9 empty] | AC |  | 120 | 277 |  |  | 3618 | 25
Solid State Lighting | 5.1 | PHLKMDS1 | Saylite/Texas Fluorescents Reinvented | Saylite | S48LY50WD(D,G,DALI,DEXAL,SR)MV30Koooo | Indoor Luminaires | Linear Ambient | Direct Linear Ambient Luminaires |  |  |  | Standard | [16 empty] | 2021-09-30 | Yes | Continuous Dimming to 10% or below | LLLC,Energy Monitoring,High End Trim | Multifunction Sensor, Sensor Receptacle, Daylight Sensing, Occupancy Sensing | 0-10V Analog, DALI, DMX, Phase Cut | Zigbee,Bluetooth,WiFi | No | No | Yes | Yes | Yes | Yes | Autani Energy Center, Avi-on, Douglas Dialog, Enlighted IOT System, Lutron- Vive, McWoing TruBlu, Nedap Luxon, Signify Easysense | Yes | Yes | No | Yes | Yes | Yes | Yes | No | Yes | Yes | Yes | No | RRRWGM | [10 empty] | 7626 | 152.53 | 50 | 10 | 0.994 | 3000 | 83 | 8 | 83 | 98 | -11 | 4 |  |  |  |  | No | No | No | No | No | [9 empty] | AC |  | 120 | 277 |  |  | 7626 | 50
Solid State Lighting | 5 | PHM0XQW9 | Saylite/Texas Fluorescents Reinvented | Saylite | 131A22LJ40W4500LDMV30K | Indoor Luminaires | Troffer | 2x2 Luminaires for Ambient Lighting of Interior Commercial Spaces |  |  | TRUE | Standard |  |  | 4268 | 103.8 | 41.1 | 8.2 | 0.95 | 3100 | 82 | [5 empty] | 5 | 50000 | 2018-05-25 | Yes | Continuous Dimming to 10% or below | [23 empty] | LLLBNI | [10 empty] | 4268 | 103.844 | 41.1 | 8.2 | 0.95 | 3000 | 82 | [6 empty] | TRUE | [6 empty] | No | [9 empty] | AC | Updated on 10/31/2019
Solid State Lighting | 5 | PHM1B6V2 | Saylite/Texas Fluorescents Reinvented | Saylite | RKCB24L36W4900LDMV35K | Indoor Retrofit Kit | Troffer | Integrated Retrofit Kits for 2x4 Luminaires | General Purpose |  |  | Premium | [16 empty] | 2016-08-09 | No | Continuous Dimming to 10% or below | [23 empty] | JJJLTB | [10 empty] | 4929.3 | 136.17 | 36.2 | 20 | 0.9 | 3500 | 84.9 | [13 empty] | No | [9 empty] | AC | Updated on 10/31/2019
Solid State Lighting | 5.1 | PHM5ZV00 | Saylite/Texas Fluorescents Reinvented | Saylite | CITE48LFRY30WDMV40K | Indoor Luminaires | Linear Ambient | Direct Linear Ambient Luminaires |  |  |  | Standard | [16 empty] | 2021-04-28 | Yes | Continuous Dimming to 10% or below | Energy Monitoring, High-end Trim, Autani Energy Center, Avi-on, Douglas Dialog, Enlighted IOT System, Lutron- Vive, McWoing TruBlu, Nedap Luxon, Signify Easysense | Daylight Sensor, Occupancy Sensor, Multifunction Sensor, Integral Sensor Receptacle | 0-10V Analog,DALI,DMX | Zigbee, Bluetooth, Wifi | No | No | Yes | Yes | Yes | Yes | Autani Energy Center, Avi-on, Douglas Dialog, Enlighted IOT System, Lutron- Vive, McWoing TruBlu, Nedap Luxon, Signify Easysense | Yes | Yes | No | Yes | Yes | Yes | No | No | Yes | Yes | Yes |  | BBBFSF | [10 empty] | 4859.55 | 161.985 | 30 | 9.5 | 0.902 | 4000 | 84 | 10 | 84 | 98 | -11 | 4 | 4.0 ft |  |  |  | No | No | No | No | No | [9 empty] | AC |  | 120 | 277 |  |  | 4859.55 | 30
Solid State Lighting | 5.1 | PHMK61S7 | Saylite/Texas Fluorescents Reinvented | Saylite | 207A224LY25WDMV30Koooo | Indoor Luminaires | Linear Ambient | Direct Linear Ambient Luminaires |  |  |  | Standard | [16 empty] | 2021-11-02 | No | Continuous Dimming to 10% or below | No Control Capability | No Sensor | 0-10V Analog | No Wireless Protocol | No | No | No | No | No | No |  | No | No | No | Yes | No | No | No | No | No | No | No | No | VVVZVR | [10 empty] | 3103 | 124.13 | 25 | 9.6 | 0.909 | 3000 | 85 | 14 | 84 | 98 | -10 | 2 | 2.0 ft |  |  |  | No | No | No | No | No | [9 empty] | AC |  | 120 | 277 |  |  | 3103 | 25
Solid State Lighting | 5.1 | PHMKCEVX | Saylite/Texas Fluorescents Reinvented | Saylite | 209A96LY50WDMV40Koooo | Indoor Luminaires | Linear Ambient | Direct Linear Ambient Luminaires |  |  |  | Standard | [16 empty] | 2021-11-02 | No | Continuous Dimming to 10% or below | No Control Capability | No Sensor | 0-10V Analog | No Wireless Protocol | No | No | No | No | No | No |  | No | No | No | Yes | No | No | No | No | No | No | No | No | VVVZVR | [10 empty] | 8228 | 164.55 | 50 | 9.2 | 0.916 | 4000 | 84 | 10 | 84 | 97 | -11 | 8 | 8.0 ft |  |  |  | No | No | No | No | No | [9 empty] | AC |  | 120 | 277 |  |  | 8228 | 50
Solid State Lighting | 5.1 | PHML3GXD | Saylite/Texas Fluorescents Reinvented | Saylite | S24LY25WD(D,G,DALI,DEXAL,SR)MV50Koooo | Indoor Luminaires | Linear Ambient | Direct Linear Ambient Luminaires |  |  |  | Standard | [16 empty] | 2021-09-30 | Yes | Continuous Dimming to 10% or below | LLLC,Energy Monitoring,High End Trim | Multifunction Sensor, Sensor Receptacle, Daylight Sensing, Occupancy Sensing | 0-10V Analog, DALI, DMX, Phase Cut | Zigbee,Bluetooth,WiFi | No | No | Yes | Yes | Yes | Yes | Autani Energy Center, Avi-on, Douglas Dialog, Enlighted IOT System, Lutron- Vive, McWoing TruBlu, Nedap Luxon, Signify Easysense | Yes | Yes | No | Yes | Yes | Yes | Yes | No | Yes | Yes | Yes | No | RRRWGM | [10 empty] | 4000 | 160 | 25 | 13.3 | 0.905 | 5000 | 82 | 11 | 81 | 97 | -12 | 2 |  |  |  |  | No | No | No | No | No | [9 empty] | AC |  | 120 | 277 |  |  | 4000 | 25
Solid State Lighting | 5.1 | PHN1M08Z | Saylite/Texas Fluorescents Reinvented | Saylite | 207A224LY33WDMV35Koooo | Indoor Luminaires | Linear Ambient | Direct Linear Ambient Luminaires |  |  |  | Standard | [16 empty] | 2021-11-02 | No | Continuous Dimming to 10% or below | No Control Capability | No Sensor | 0-10V Analog | No Wireless Protocol | No | No | No | No | No | No |  | No | No | No | Yes | No | No | No | No | No | No | No | No | VVVZVR | [10 empty] | 4164 | 126.19 | 33 | 9.6 | 0.909 | 3500 | 85 | 14 | 84 | 98 | -10 | 2 | 2.0 ft |  |  |  | No | No | No | No | No | [9 empty] | AC |  | 120 | 277 |  |  | 4164 | 33
Solid State Lighting | 5.1 | PHNBVWKC | Saylite/Texas Fluorescents Reinvented | Saylite | CITE48LFRY15WDMV30K | Indoor Luminaires | Linear Ambient | Direct Linear Ambient Luminaires |  |  |  | Standard | [16 empty] | 2021-04-28 | Yes | Continuous Dimming to 10% or below | Energy Monitoring, High-end Trim, Autani Energy Center, Avi-on, Douglas Dialog, Enlighted IOT System, Lutron- Vive, McWoing TruBlu, Nedap Luxon, Signify Easysense | Daylight Sensor, Occupancy Sensor, Multifunction Sensor, Integral Sensor Receptacle | 0-10V Analog,DALI,DMX | Zigbee, Bluetooth, Wifi | No | No | Yes | Yes | Yes | Yes | Autani Energy Center, Avi-on, Douglas Dialog, Enlighted IOT System, Lutron- Vive, McWoing TruBlu, Nedap Luxon, Signify Easysense | Yes | Yes | No | Yes | Yes | Yes | No | No | Yes | Yes | Yes |  | BBBFSF | [10 empty] | 2215.4 | 151.325 | 14.64 | 9.5 | 0.902 | 3000 | 84 | 10 | 84 | 98 | -11 | 4 | 4.0 ft |  |  |  | No | No | No | No | No | [9 empty] | AC |  | 120 | 277 |  |  | 2215.4 | 14.64
Solid State Lighting | 5.1 | PHNU21WT | Saylite/Texas Fluorescents Reinvented | Saylite | C96LFRY40WD(D,G,DALI,DEXAL,SR)MV50Koooo | Indoor Luminaires | Linear Ambient | Direct Linear Ambient Luminaires |  |  |  | Standard | [16 empty] | 2021-09-30 | Yes | Continuous Dimming to 10% or below | LLLC,Energy Monitoring,High End Trim | Multifunction Sensor, Sensor Receptacle, Daylight Sensing, Occupancy Sensing | 0-10V Analog, DALI, DMX, Phase Cut | Zigbee,Bluetooth,WiFi | No | No | Yes | Yes | Yes | Yes | Autani Energy Center, Avi-on, Douglas Dialog, Enlighted IOT System, Lutron- Vive, McWoing TruBlu, Nedap Luxon, Signify Easysense | Yes | Yes | No | Yes | Yes | Yes | Yes | No | Yes | Yes | Yes | No | RRRWGM | [10 empty] | 6312 | 157.81 | 40 | 13.2 | 0.898 | 5000 | 83 | 12 | 82 | 97 | -12 | 8 |  |  |  |  | No | No | No | No | No | [9 empty] | AC |  | 120 | 277 |  |  | 6312 | 40
Solid State Lighting | 5.1 | PHNXEA0H | Saylite/Texas Fluorescents Reinvented | Saylite | S24LY33WD(D,G,DALI,DEXAL,SR)MV40Koooo | Indoor Luminaires | Linear Ambient | Direct Linear Ambient Luminaires |  |  |  | Standard | [16 empty] | 2021-09-30 | Yes | Continuous Dimming to 10% or below | LLLC,Energy Monitoring,High End Trim | Multifunction Sensor, Sensor Receptacle, Daylight Sensing, Occupancy Sensing | 0-10V Analog, DALI, DMX, Phase Cut | Zigbee,Bluetooth,WiFi | No | No | Yes | Yes | Yes | Yes | Autani Energy Center, Avi-on, Douglas Dialog, Enlighted IOT System, Lutron- Vive, McWoing TruBlu, Nedap Luxon, Signify Easysense | Yes | Yes | No | Yes | Yes | Yes | Yes | No | Yes | Yes | Yes | No | RRRWGM | [10 empty] | 5183 | 157.07 | 33 | 13.3 | 0.905 | 4000 | 84 | 9 | 84 | 98 | -11 | 2 |  |  |  |  | No | No | No | No | No | [9 empty] | AC |  | 120 | 277 |  |  | 5183 | 33
Solid State Lighting | 5 | PHQQ5ZP2 | Saylite/Texas Fluorescents Reinvented | Saylite | 24CF35W3650LW10DMV30K | Indoor Retrofit Kit | Troffer | Linear Retrofit Kits for 2x4 Luminaires | General Purpose |  | TRUE | Standard |  |  | 3653 | 105.3 | 34.7 | 6.6 | 0.96 | 3130 | 83 | [5 empty] | 5 | 50000 | 2015-06-02 | Not Yet Verified | Continuous Dimming to 10% or below | [23 empty] | KKKWMC | [10 empty] | 3653 | 105 | 35 | 20 | 0.9 | 3000 | 83 | [6 empty] | TRUE | [6 empty] | No | [9 empty] | AC | Updated on 10/31/2019
Solid State Lighting | 5 | PHR10Q6L | Saylite/Texas Fluorescents Reinvented | Saylite | MFL8L45W5400LMV30K[BLANK,TR][BLANK,BK,WH,GY] | Outdoor Luminaires | Mid Output | Architectural Flood and Spot Luminaires |  |  | TRUE | Standard |  |  | 5152.2 | 114.61 | 44.95 | 17.44 | 0.9489 | 2981 | 72.9 | [5 empty] | 5 | 50000 | 2019-02-07 | No | Not Dimmable | [23 empty] | VVVXVS | 7 | 7 | [8 empty] | 5150 | 114 | 45 | 17 | 0.9 | 3000 | 70 | [6 empty] | TRUE | [6 empty] | No | [9 empty] | AC | Updated on 11/19/2018, Updated on 10/31/2019
Solid State Lighting | 5 | PHRN7MY5 | Saylite/Texas Fluorescents Reinvented | Saylite | 131A24LF56W6050LDMV30K | Indoor Luminaires | Troffer | 2x4 Luminaires for Ambient Lighting of Interior Commercial Spaces |  |  | TRUE | Standard |  |  | 6434.3 | 117 | 55.01 | 6.6 | 0.96 | 3152 | 83 | [5 empty] | 5 | 50000 | 2015-06-02 | No | Continuous Dimming to 10% or below | [23 empty] | KKKWMB | [10 empty] | 6343 | 117 | 55.01 | 3.84 | 0.997 | 3000 | 82 | [6 empty] | TRUE | [6 empty] | No | [9 empty] | AC | Updated 9/9/2016, Updated on 10/31/2019
Solid State Lighting | 5.1 | PHSD5DDW | Saylite/Texas Fluorescents Reinvented | Saylite | 207A224LY25WDMV40Koooo | Indoor Luminaires | Linear Ambient | Direct Linear Ambient Luminaires |  |  |  | Standard | [16 empty] | 2021-11-02 | No | Continuous Dimming to 10% or below | No Control Capability | No Sensor | 0-10V Analog | No Wireless Protocol | No | No | No | No | No | No |  | No | No | No | Yes | No | No | No | No | No | No | No | No | VVVZVR | [10 empty] | 3335 | 133.38 | 25 | 9.6 | 0.909 | 4000 | 85 | 14 | 84 | 98 | -10 | 2 | 2.0 ft |  |  |  | No | No | No | No | No | [9 empty] | AC |  | 120 | 277 |  |  | 3335 | 25
Solid State Lighting | 5.1 | PHSDW114 | Saylite/Texas Fluorescents Reinvented | Saylite | S96LFRY50WD(D,G,DALI,DEXAL,SR)MV30Koooo | Indoor Luminaires | Linear Ambient | Direct Linear Ambient Luminaires |  |  |  | Standard | [16 empty] | 2021-09-30 | Yes | Continuous Dimming to 10% or below | LLLC,Energy Monitoring,High End Trim | Multifunction Sensor, Sensor Receptacle, Daylight Sensing, Occupancy Sensing | 0-10V Analog, DALI, DMX, Phase Cut | Zigbee,Bluetooth,WiFi | No | No | Yes | Yes | Yes | Yes | Autani Energy Center, Avi-on, Douglas Dialog, Enlighted IOT System, Lutron- Vive, McWoing TruBlu, Nedap Luxon, Signify Easysense | Yes | Yes | No | Yes | Yes | Yes | Yes | No | Yes | Yes | Yes | No | RRRWGM | [10 empty] | 7352 | 147.04 | 50 | 13.2 | 0.898 | 3000 | 84 | 9 | 83 | 98 | -11 | 8 |  |  |  |  | No | No | No | No | No | [9 empty] | AC |  | 120 | 277 |  |  | 7352 | 50
Solid State Lighting | 5 | PHTUYM6R | Saylite/Texas Fluorescents Reinvented | Saylite | HBC48LN272W36000LA10DMVxxx30Koooo | Indoor Luminaires | High-Bay | High-Bay Luminaires for Commercial and Industrial Buildings |  |  | TRUE | Standard |  |  | 32950.6 | 125.9 | 261.8 | 3.7 | 0.998 | 3069 | 83 | [5 empty] | 5 | 50000 | 2017-03-15 | Yes | Continuous Dimming to 10% or below | [23 empty] | LLLBCJ | [10 empty] | 32950.6 | 125.1 | 263.4 | 6.2 | 0.96 | 3000 | 83 | [6 empty] | TRUE | [6 empty] | No | [9 empty] | AC | Updated on 10/31/2019
Solid State Lighting | 5.1 | PHUMA466 | Saylite/Texas Fluorescents Reinvented | Saylite | RKCIT96LY50WDMV35K | Indoor Retrofit Kit | Linear Ambient | Retrofit Kits for Direct Linear Ambient Luminaires | Luminaire Specific |  |  | Standard | [16 empty] | 2021-04-28 | Yes | Continuous Dimming to 10% or below | Energy Monitoring, High-end Trim, Autani Energy Center, Avi-on, Douglas Dialog, Enlighted IOT System, Lutron- Vive, McWoing TruBlu, Nedap Luxon, Signify Easysense | Daylight Sensor, Occupancy Sensor, Multifunction Sensor, Integral Sensor Receptacle | 0-10V Analog,DALI,DMX | Zigbee, Bluetooth, Wifi | No | No | Yes | Yes | Yes | Yes | Autani Energy Center, Avi-on, Douglas Dialog, Enlighted IOT System, Lutron- Vive, McWoing TruBlu, Nedap Luxon, Signify Easysense | Yes | Yes | No | Yes | Yes | Yes | No | No | Yes | Yes | Yes |  | BBBFSF | [10 empty] | 7378.9 | 147.578 | 50 | 9.5 | 0.902 | 3500 | 84 | 10 | 84 | 98 | -11 | 8 | 8.0 ft |  |  |  | No | No | No | No | No | [9 empty] | AC |  | 120 | 277 |  |  | 7378.9 | 50
Solid State Lighting | 5 | PHUV3EAR | Saylite/Texas Fluorescents Reinvented | Saylite | C96LF70W9800LDMV30K | Indoor Luminaires | Linear Ambient | Direct Linear Ambient Luminaires |  |  |  | Standard | [16 empty] | 2017-02-03 | Yes | Continuous Dimming to 10% or below | [23 empty] | YYYBLC | [10 empty] | 9370 | 133.86 | 70 | 5.07 | 1 | 3000 | 84 |  |  |  |  | 8 | 8.0 ft | TRUE | [6 empty] | No | [9 empty] | AC | Updated on 10/31/2019
Solid State Lighting | 5 | PHWKFTTX | Saylite/Texas Fluorescents Reinvented | Saylite | 131A24LJ28W3800LDMV35K | Indoor Luminaires | Troffer | 2x4 Luminaires for Ambient Lighting of Interior Commercial Spaces |  |  |  | Standard | [16 empty] | 2018-05-25 | Yes | Continuous Dimming to 10% or below | [23 empty] | LLLBNI | [10 empty] | 3718 | 134.71 | 27.6 | 4.7 | 0.97 | 3500 | 83 | [13 empty] | No | [9 empty] | AC | Updated on 10/31/2019
Solid State Lighting | 5 | PHY66URU | Saylite/Texas Fluorescents Reinvented | Saylite | DFUCLL22LF24W3000LDMV50K | Indoor Retrofit Kit | Troffer | Integrated Retrofit Kits for 2x2 Luminaires | General Purpose |  |  | Premium | [16 empty] | 2017-03-24 | Yes | Continuous Dimming to 10% or below | [23 empty] | VAVWHY | [10 empty] | 3170 | 133 | 23.7 | 3.9 | 1 | 5000 | 83 | [13 empty] | No | [9 empty] | AC | Updated on 10/31/2019
Solid State Lighting | 5 | PHZE8MRR | Saylite/Texas Fluorescents Reinvented | Saylite | HIL48LA220W32500LDMVxxx40Koooo | Indoor Luminaires | High-Bay | High-Bay Luminaires for Commercial and Industrial Buildings |  |  |  | Standard | [16 empty] | 2017-05-15 | Yes | Continuous Dimming to 10% or below | [23 empty] | KKKZVA | [10 empty] | 32681 | 147.74 | 221.2 | 6.5 | 0.98 | 4000 | 82 | [13 empty] | No | [9 empty] | AC | Product delisted 1/31/2018 relisted on 05/22/2018, Updated on 10/31/2019
Solid State Lighting | 5.1 | PI08JBOZ | Saylite/Texas Fluorescents Reinvented | Saylite | CITE96LFRY30WDMV40K | Indoor Luminaires | Linear Ambient | Direct Linear Ambient Luminaires |  |  |  | Standard | [16 empty] | 2021-04-28 | Yes | Continuous Dimming to 10% or below | Energy Monitoring, High-end Trim, Autani Energy Center, Avi-on, Douglas Dialog, Enlighted IOT System, Lutron- Vive, McWoing TruBlu, Nedap Luxon, Signify Easysense | Daylight Sensor, Occupancy Sensor, Multifunction Sensor, Integral Sensor Receptacle | 0-10V Analog,DALI,DMX | Zigbee, Bluetooth, Wifi | No | No | Yes | Yes | Yes | Yes | Autani Energy Center, Avi-on, Douglas Dialog, Enlighted IOT System, Lutron- Vive, McWoing TruBlu, Nedap Luxon, Signify Easysense | Yes | Yes | No | Yes | Yes | Yes | No | No | Yes | Yes | Yes |  | BBBFSF | [10 empty] | 4742.54 | 161.972 | 29.28 | 9.5 | 0.902 | 4000 | 84 | 10 | 84 | 98 | -11 | 8 | 8.0 ft |  |  |  | No | No | No | No | No | [9 empty] | AC |  | 120 | 277 |  |  | 4742.54 | 29.28
Solid State Lighting | 5.1 | PI0OVJQZ | Saylite/Texas Fluorescents Reinvented | Saylite | RKCIT48LY40WDMV40K | Indoor Retrofit Kit | Linear Ambient | Retrofit Kits for Direct Linear Ambient Luminaires | Luminaire Specific |  |  | Standard | [16 empty] | 2021-04-28 | Yes | Continuous Dimming to 10% or below | Energy Monitoring, High-end Trim, Autani Energy Center, Avi-on, Douglas Dialog, Enlighted IOT System, Lutron- Vive, McWoing TruBlu, Nedap Luxon, Signify Easysense | Daylight Sensor, Occupancy Sensor, Multifunction Sensor, Integral Sensor Receptacle | 0-10V Analog,DALI,DMX | Zigbee, Bluetooth, Wifi | No | No | Yes | Yes | Yes | Yes | Autani Energy Center, Avi-on, Douglas Dialog, Enlighted IOT System, Lutron- Vive, McWoing TruBlu, Nedap Luxon, Signify Easysense | Yes | Yes | No | Yes | Yes | Yes | No | No | Yes | Yes | Yes |  | BBBFSF | [10 empty] | 5844.1 | 146.102 | 40 | 9.5 | 0.902 | 4000 | 84 | 10 | 84 | 98 | -11 | 4 | 4.0 ft |  |  |  | No | No | No | No | No | [9 empty] | AC |  | 120 | 277 |  |  | 5844.1 | 40
Solid State Lighting | 5 | PI164BGN | Saylite/Texas Fluorescents Reinvented | Fleco Industries | HIL48LX280W45000LDMV40Koooo (except WG) | Indoor Luminaires | High-Bay | High-Bay Luminaires for Commercial and Industrial Buildings |  |  |  | Premium | [16 empty] | 2020-06-23 | Yes | Continuous Dimming to 10% or below | [23 empty] | TTTVRK | [10 empty] | 46710 | 166.821 | 280 | 8.8 | 0.977 | 4000 | 83 | [13 empty] | No | [9 empty] | AC |  | 120 | 277 |  |  | 46710 | 280
Solid State Lighting | 5.1 | PI1WW5FK | Saylite/Texas Fluorescents Reinvented | Saylite | CITE48LFRY25WDMV40K | Indoor Luminaires | Linear Ambient | Direct Linear Ambient Luminaires |  |  |  | Standard | [16 empty] | 2021-04-28 | Yes | Continuous Dimming to 10% or below | Energy Monitoring, High-end Trim, Autani Energy Center, Avi-on, Douglas Dialog, Enlighted IOT System, Lutron- Vive, McWoing TruBlu, Nedap Luxon, Signify Easysense | Daylight Sensor, Occupancy Sensor, Multifunction Sensor, Integral Sensor Receptacle | 0-10V Analog,DALI,DMX | Zigbee, Bluetooth, Wifi | No | No | Yes | Yes | Yes | Yes | Autani Energy Center, Avi-on, Douglas Dialog, Enlighted IOT System, Lutron- Vive, McWoing TruBlu, Nedap Luxon, Signify Easysense | Yes | Yes | No | Yes | Yes | Yes | No | No | Yes | Yes | Yes |  | BBBFSF | [10 empty] | 3994.86 | 159.795 | 25 | 9.5 | 0.902 | 4000 | 84 | 10 | 84 | 98 | -11 | 4 | 4.0 ft |  |  |  | No | No | No | No | No | [9 empty] | AC |  | 120 | 277 |  |  | 3994.86 | 25
Solid State Lighting | 5.1 | PI4NBZU6 | Saylite/Texas Fluorescents Reinvented | Saylite | C48LFRY40WD(D,G,DALI,DEXAL,SR)MV50Koooo | Indoor Luminaires | Linear Ambient | Direct Linear Ambient Luminaires |  |  |  | Standard | [16 empty] | 2021-09-30 | Yes | Continuous Dimming to 10% or below | LLLC,Energy Monitoring,High End Trim | Multifunction Sensor, Sensor Receptacle, Daylight Sensing, Occupancy Sensing | 0-10V Analog, DALI, DMX, Phase Cut | Zigbee,Bluetooth,WiFi | No | No | Yes | Yes | Yes | Yes | Autani Energy Center, Avi-on, Douglas Dialog, Enlighted IOT System, Lutron- Vive, McWoing TruBlu, Nedap Luxon, Signify Easysense | Yes | Yes | No | Yes | Yes | Yes | Yes | No | Yes | Yes | Yes | No | RRRWGM | [10 empty] | 6109 | 152.73 | 40 | 13.2 | 0.898 | 5000 | 83 | 12 | 82 | 97 | -12 | 4 |  |  |  |  | No | No | No | No | No | [9 empty] | AC |  | 120 | 277 |  |  | 6109 | 40
Solid State Lighting | 5.1 | PI4UCXVA | Saylite/Texas Fluorescents Reinvented | Saylite | S96LY30WD(D,G,DALI,DEXAL,SR)MV30Koooo | Indoor Luminaires | Linear Ambient | Direct Linear Ambient Luminaires |  |  |  | Standard | [16 empty] | 2021-09-30 | Yes | Continuous Dimming to 10% or below | LLLC,Energy Monitoring,High End Trim | Multifunction Sensor, Sensor Receptacle, Daylight Sensing, Occupancy Sensing | 0-10V Analog, DALI, DMX, Phase Cut | Zigbee,Bluetooth,WiFi | No | No | Yes | Yes | Yes | Yes | Autani Energy Center, Avi-on, Douglas Dialog, Enlighted IOT System, Lutron- Vive, McWoing TruBlu, Nedap Luxon, Signify Easysense | Yes | Yes | No | Yes | Yes | Yes | Yes | No | Yes | Yes | Yes | No | RRRWGM | [10 empty] | 4689 | 159.39 | 29.42 | 13.2 | 0.898 | 3000 | 84 | 9 | 83 | 98 | -11 | 8 |  |  |  |  | No | No | No | No | No | [9 empty] | AC |  | 120 | 277 |  |  | 4689 | 29.42
Solid State Lighting | 5.1 | PI6ZN2UT | Saylite/Texas Fluorescents Reinvented | Saylite | 209A24LY20WDMV50Koooo | Indoor Luminaires | Linear Ambient | Direct Linear Ambient Luminaires |  |  |  | Standard | [16 empty] | 2021-11-02 | No | Continuous Dimming to 10% or below | No Control Capability | No Sensor | 0-10V Analog | No Wireless Protocol | No | No | No | No | No | No |  | No | No | No | Yes | No | No | No | No | No | No | No | No | VVVZVR | [10 empty] | 2742 | 137.08 | 20 | 9.6 | 0.909 | 5000 | 84 | 19 | 82 | 97 | -11 | 2 | 2.0 ft |  |  |  | No | No | No | No | No | [9 empty] | AC |  | 120 | 277 |  |  | 2742 | 20
Solid State Lighting | 5 | PI87B8XT | Saylite/Texas Fluorescents Reinvented | Saylite | 14CJ28W3500LW10DMV30K | Indoor Retrofit Kit | Troffer | Linear Retrofit Kits for 1x4 Luminaires | General Purpose |  |  | Standard | [16 empty] | 2018-05-25 | Yes | Continuous Dimming to 10% or below | [23 empty] | LLLBNI | [10 empty] | 3243 | 117.076 | 27.7 | 4.9 | 0.97 | 3000 | 83 | [6 empty] | TRUE | [6 empty] | No | [9 empty] | AC | Updated on 10/31/2019
Solid State Lighting | 5.1 | PI87TOWX | Saylite/Texas Fluorescents Reinvented | Saylite | C96LY50WD(D,G,DALI,DEXAL,SR)MV35Koooo | Indoor Luminaires | Linear Ambient | Direct Linear Ambient Luminaires |  |  |  | Standard | [16 empty] | 2021-09-30 | Yes | Continuous Dimming to 10% or below | LLLC,Energy Monitoring,High End Trim | Multifunction Sensor, Sensor Receptacle, Daylight Sensing, Occupancy Sensing | 0-10V Analog, DALI, DMX, Phase Cut | Zigbee,Bluetooth,WiFi | No | No | Yes | Yes | Yes | Yes | Autani Energy Center, Avi-on, Douglas Dialog, Enlighted IOT System, Lutron- Vive, McWoing TruBlu, Nedap Luxon, Signify Easysense | Yes | Yes | No | Yes | Yes | Yes | Yes | No | Yes | Yes | Yes | No | RRRWGM | [10 empty] | 8311 | 166.22 | 50 | 13.2 | 0.898 | 3500 | 84 | 9 | 83 | 98 | -11 | 8 |  |  |  |  | No | No | No | No | No | [9 empty] | AC |  | 120 | 277 |  |  | 8311 | 50
Solid State Lighting | 5.1 | PI8X3FGK | Saylite/Texas Fluorescents Reinvented | Saylite | 200A224LY25WDMV30Koooo | Indoor Luminaires | Linear Ambient | Direct Linear Ambient Luminaires |  |  |  | Standard | [16 empty] | 2021-11-02 | No | Continuous Dimming to 10% or below | No Control Capability | No Sensor | 0-10V Analog | No Wireless Protocol | No | No | No | No | No | No |  | No | No | No | Yes | No | No | No | No | No | No | No | No | VVVZVR | [10 empty] | 3103 | 124.13 | 25 | 9.6 | 0.909 | 3000 | 85 | 14 | 84 | 98 | -10 | 2 | 2.0 ft |  |  |  | No | No | No | No | No | [9 empty] | AC |  | 120 | 277 |  |  | 3103 | 25
Solid State Lighting | 5.1 | PI93QS0F | Saylite/Texas Fluorescents Reinvented | Saylite | RKCIT48LY40WDMV50K | Indoor Retrofit Kit | Linear Ambient | Retrofit Kits for Direct Linear Ambient Luminaires | Luminaire Specific |  |  | Standard | [16 empty] | 2021-04-28 | Yes | Continuous Dimming to 10% or below | Energy Monitoring, High-end Trim, Autani Energy Center, Avi-on, Douglas Dialog, Enlighted IOT System, Lutron- Vive, McWoing TruBlu, Nedap Luxon, Signify Easysense | Daylight Sensor, Occupancy Sensor, Multifunction Sensor, Integral Sensor Receptacle | 0-10V Analog,DALI,DMX | Zigbee, Bluetooth, Wifi | No | No | Yes | Yes | Yes | Yes | Autani Energy Center, Avi-on, Douglas Dialog, Enlighted IOT System, Lutron- Vive, McWoing TruBlu, Nedap Luxon, Signify Easysense | Yes | Yes | No | Yes | Yes | Yes | No | No | Yes | Yes | Yes |  | BBBFSF | [10 empty] | 5844.1 | 146.102 | 40 | 9.5 | 0.902 | 5000 | 82 | 11 | 82 | 97 | -12 | 4 | 4.0 ft |  |  |  | No | No | No | No | No | [9 empty] | AC |  | 120 | 277 |  |  | 5844.1 | 40
Solid State Lighting | 5.1 | PI9IPCKB | Saylite/Texas Fluorescents Reinvented | Saylite | 200A296LY60WDMV40Koooo | Indoor Luminaires | Linear Ambient | Direct Linear Ambient Luminaires |  |  |  | Standard | [16 empty] | 2021-11-02 | No | Continuous Dimming to 10% or below | No Control Capability | No Sensor | 0-10V Analog | No Wireless Protocol | No | No | No | No | No | No |  | No | No | No | Yes | No | No | No | No | No | No | No | No | VVVZVR | [10 empty] | 9994 | 163.73 | 61 | 9.2 | 0.916 | 4000 | 84 | 9 | 84 | 97 | -11 | 8 | 8.0 ft |  |  |  | No | No | No | No | No | [9 empty] | AC |  | 120 | 277 |  |  | 9994 | 61
Solid State Lighting | 5.1 | PIB572H4 | Saylite/Texas Fluorescents Reinvented | Saylite | 200A224LY20WDMV50Koooo | Indoor Luminaires | Linear Ambient | Direct Linear Ambient Luminaires |  |  |  | Standard | [16 empty] | 2021-11-02 | No | Continuous Dimming to 10% or below | No Control Capability | No Sensor | 0-10V Analog | No Wireless Protocol | No | No | No | No | No | No |  | No | No | No | Yes | No | No | No | No | No | No | No | No | VVVZVR | [10 empty] | 2742 | 137.08 | 20 | 9.6 | 0.909 | 5000 | 84 | 19 | 82 | 97 | -11 | 2 | 2.0 ft |  |  |  | No | No | No | No | No | [9 empty] | AC |  | 120 | 277 |  |  | 2742 | 20
Solid State Lighting | 5.1 | PICM32BF | Saylite/Texas Fluorescents Reinvented | Saylite | 200A224LY20WDMV40Koooo | Indoor Luminaires | Linear Ambient | Direct Linear Ambient Luminaires |  |  |  | Standard | [16 empty] | 2021-11-02 | No | Continuous Dimming to 10% or below | No Control Capability | No Sensor | 0-10V Analog | No Wireless Protocol | No | No | No | No | No | No |  | No | No | No | Yes | No | No | No | No | No | No | No | No | VVVZVR | [10 empty] | 2742 | 137.08 | 20 | 9.6 | 0.909 | 4000 | 85 | 14 | 84 | 98 | -10 | 2 | 2.0 ft |  |  |  | No | No | No | No | No | [9 empty] | AC |  | 120 | 277 |  |  | 2742 | 20
Solid State Lighting | 5.1 | PIE6YEZR | Saylite/Texas Fluorescents Reinvented | Saylite | 209A48LY45WDMV30Koooo | Indoor Luminaires | Linear Ambient | Direct Linear Ambient Luminaires |  |  |  | Standard | [16 empty] | 2021-11-02 | No | Continuous Dimming to 10% or below | No Control Capability | No Sensor | 0-10V Analog | No Wireless Protocol | No | No | No | No | No | No |  | No | No | No | Yes | No | No | No | No | No | No | No | No | VVVZVR | [10 empty] | 6668 | 148.17 | 45 | 13.2 | 0.898 | 3000 | 84 | 9 | 84 | 97 | -11 | 4 | 4.0 ft |  |  |  | No | No | No | No | No | [9 empty] | AC |  | 120 | 277 |  |  | 6668 | 45
Solid State Lighting | 5.1 | PIE8ESUN | Saylite/Texas Fluorescents Reinvented | Saylite | CITE96LRFY50WDMV50K | Indoor Luminaires | Linear Ambient | Direct Linear Ambient Luminaires |  |  |  | Standard | [16 empty] | 2021-04-28 | Yes | Continuous Dimming to 10% or below | Energy Monitoring, High-end Trim, Autani Energy Center, Avi-on, Douglas Dialog, Enlighted IOT System, Lutron- Vive, McWoing TruBlu, Nedap Luxon, Signify Easysense | Daylight Sensor, Occupancy Sensor, Multifunction Sensor, Integral Sensor Receptacle | 0-10V Analog,DALI,DMX | Zigbee, Bluetooth, Wifi | No | No | Yes | Yes | Yes | Yes | Autani Energy Center, Avi-on, Douglas Dialog, Enlighted IOT System, Lutron- Vive, McWoing TruBlu, Nedap Luxon, Signify Easysense | Yes | Yes | No | Yes | Yes | Yes | No | No | Yes | Yes | Yes |  | BBBFSF | [10 empty] | 7535.3 | 150.706 | 50 | 9.5 | 0.902 | 5000 | 82 | 11 | 82 | 97 | -12 | 8 | 8.0 ft |  |  |  | No | No | No | No | No | [9 empty] | AC |  | 120 | 277 |  |  | 7535.3 | 50
Solid State Lighting | 5.1 | PIFE1OXU | Saylite/Texas Fluorescents Reinvented | Saylite | S48LY50WD(D,G,DALI,DEXAL,SR)MV50Koooo | Indoor Luminaires | Linear Ambient | Direct Linear Ambient Luminaires |  |  |  | Standard | [16 empty] | 2021-09-30 | Yes | Continuous Dimming to 10% or below | LLLC,Energy Monitoring,High End Trim | Multifunction Sensor, Sensor Receptacle, Daylight Sensing, Occupancy Sensing | 0-10V Analog, DALI, DMX, Phase Cut | Zigbee,Bluetooth,WiFi | No | No | Yes | Yes | Yes | Yes | Autani Energy Center, Avi-on, Douglas Dialog, Enlighted IOT System, Lutron- Vive, McWoing TruBlu, Nedap Luxon, Signify Easysense | Yes | Yes | No | Yes | Yes | Yes | Yes | No | Yes | Yes | Yes | No | RRRWGM | [10 empty] | 8163 | 163.26 | 50 | 10 | 0.994 | 5000 | 82 | 10 | 81 | 97 | -12 | 4 |  |  |  |  | No | No | No | No | No | [9 empty] | AC |  | 120 | 277 |  |  | 8163 | 50
Solid State Lighting | 5.1 | PIHOHY75 | Saylite/Texas Fluorescents Reinvented | Saylite | CITE48LFRY52WDMV35K | Indoor Luminaires | Linear Ambient | Direct Linear Ambient Luminaires |  |  |  | Standard | [16 empty] | 2021-04-28 | Yes | Continuous Dimming to 10% or below | Energy Monitoring, High-end Trim, Autani Energy Center, Avi-on, Douglas Dialog, Enlighted IOT System, Lutron- Vive, McWoing TruBlu, Nedap Luxon, Signify Easysense | Daylight Sensor, Occupancy Sensor, Multifunction Sensor, Integral Sensor Receptacle | 0-10V Analog,DALI,DMX | Zigbee, Bluetooth, Wifi | No | No | Yes | Yes | Yes | Yes | Autani Energy Center, Avi-on, Douglas Dialog, Enlighted IOT System, Lutron- Vive, McWoing TruBlu, Nedap Luxon, Signify Easysense | Yes | Yes | No | Yes | Yes | Yes | No | No | Yes | Yes | Yes |  | BBBFSF | [10 empty] | 7916.03 | 152.231 | 52 | 9.5 | 0.902 | 3500 | 84 | 10 | 84 | 98 | -11 | 4 | 4.0 ft |  |  |  | No | No | No | No | No | [9 empty] | AC |  | 120 | 277 |  |  | 7916.03 | 52
Solid State Lighting | 5.1 | PIHV5X64 | Saylite/Texas Fluorescents Reinvented | Saylite | CITE96LFRY30WDMV35K | Indoor Luminaires | Linear Ambient | Direct Linear Ambient Luminaires |  |  |  | Standard | [16 empty] | 2021-04-28 | Yes | Continuous Dimming to 10% or below | Energy Monitoring, High-end Trim, Autani Energy Center, Avi-on, Douglas Dialog, Enlighted IOT System, Lutron- Vive, McWoing TruBlu, Nedap Luxon, Signify Easysense | Daylight Sensor, Occupancy Sensor, Multifunction Sensor, Integral Sensor Receptacle | 0-10V Analog,DALI,DMX | Zigbee, Bluetooth, Wifi | No | No | Yes | Yes | Yes | Yes | Autani Energy Center, Avi-on, Douglas Dialog, Enlighted IOT System, Lutron- Vive, McWoing TruBlu, Nedap Luxon, Signify Easysense | Yes | Yes | No | Yes | Yes | Yes | No | No | Yes | Yes | Yes |  | BBBFSF | [10 empty] | 4644.13 | 158.611 | 29.28 | 9.5 | 0.902 | 3500 | 84 | 10 | 84 | 98 | -11 | 8 | 8.0 ft |  |  |  | No | No | No | No | No | [9 empty] | AC |  | 120 | 277 |  |  | 4644.13 | 29.28
Solid State Lighting | 5.1 | PIKMXWMY | Saylite/Texas Fluorescents Reinvented | Saylite | C96LY30WD(D,G,DALI,DEXAL,SR)MV30Koooo | Indoor Luminaires | Linear Ambient | Direct Linear Ambient Luminaires |  |  |  | Standard | [16 empty] | 2021-09-30 | Yes | Continuous Dimming to 10% or below | LLLC,Energy Monitoring,High End Trim | Multifunction Sensor, Sensor Receptacle, Daylight Sensing, Occupancy Sensing | 0-10V Analog, DALI, DMX, Phase Cut | Zigbee,Bluetooth,WiFi | No | No | Yes | Yes | Yes | Yes | Autani Energy Center, Avi-on, Douglas Dialog, Enlighted IOT System, Lutron- Vive, McWoing TruBlu, Nedap Luxon, Signify Easysense | Yes | Yes | No | Yes | Yes | Yes | Yes | No | Yes | Yes | Yes | No | RRRWGM | [10 empty] | 4689 | 159.39 | 29.42 | 13.2 | 0.898 | 3000 | 84 | 9 | 83 | 98 | -11 | 8 |  |  |  |  | No | No | No | No | No | [9 empty] | AC |  | 120 | 277 |  |  | 4689 | 29.42
Solid State Lighting | 5.1 | PILEWBFF | Saylite/Texas Fluorescents Reinvented | Saylite | 4RB(421 or 501)LY35WD(D,G,DALI,DEXAL,SR)MV40Koooo | Indoor Retrofit Kit | Linear Ambient | Retrofit Kits for Direct Linear Ambient Luminaires | Luminaire Specific |  |  | Standard | [16 empty] | 2021-09-30 | Yes | Continuous Dimming to 10% or below | LLLC,Energy Monitoring,High End Trim | Multifunction Sensor, Sensor Receptacle, Daylight Sensing, Occupancy Sensing | 0-10V Analog, DALI, DMX, Phase Cut | Zigbee,Bluetooth,WiFi | No | No | Yes | Yes | Yes | Yes | Autani Energy Center, Avi-on, Douglas Dialog, Enlighted IOT System, Lutron- Vive, McWoing TruBlu, Nedap Luxon, Signify Easysense | Yes | Yes | No | Yes | Yes | Yes | Yes | No | Yes | Yes | Yes | No | RRRWGM | [10 empty] | 5874 | 167.82 | 35 | 10 | 0.994 | 4000 | 83 | 8 | 83 | 98 | -11 | 4 |  |  |  |  | No | No | No | No | No | [9 empty] | AC |  | 120 | 277 |  |  | 5874 | 35
Solid State Lighting | 5.1 | PILLLUAK | Saylite/Texas Fluorescents Reinvented | Saylite | (SS,SV,SD,SM)CBF14LY20WDMV40Koooo | Indoor Luminaires | Troffer | 1x4 Luminaires for Ambient Lighting of Interior Commercial Spaces |  |  |  | Standard | [16 empty] | 2021-07-29 | Yes | Continuous Dimming to 10% or below | Autani Energy Center, Avi-on, Douglas Dialog, Enlighted IOT System, Lutron- Vive, McWoing TruBlu, Nedap Luxon, Signify Easysense | Multifunction Sensor,Sensor Receptacle,Daylight Sensor,Occupancy Sensing | 0-10V Analog | Zigbee,Bluetooth,WiFi | No | No | Yes | Yes | Yes | Yes | Autani Energy Center, Avi-on, Douglas Dialog, Enlighted IOT System, Lutron- Vive, McWoing TruBlu, Nedap Luxon, Signify Easysense | No | No | No | Yes | No | No | No |  | Yes | Yes | Yes | No | JJJOWB | [10 empty] | 2735.83 | 136.792 | 20 | 9.7 | 0.913 | 4000 | 84 | 9 | 83 | 98 | -11 | [5 empty] | No | No | No | No | No | [9 empty] | AC |  | 120 | 277 |  |  | 2735.83 | 20
Solid State Lighting | 5.1 | PIMQIWTD | Saylite/Texas Fluorescents Reinvented | Saylite | CITE48LRFY35WDMV30K | Indoor Luminaires | Linear Ambient | Direct Linear Ambient Luminaires |  |  |  | Standard | [16 empty] | 2021-04-28 | Yes | Continuous Dimming to 10% or below | Energy Monitoring, High-end Trim, Autani Energy Center, Avi-on, Douglas Dialog, Enlighted IOT System, Lutron- Vive, McWoing TruBlu, Nedap Luxon, Signify Easysense | Daylight Sensor, Occupancy Sensor, Multifunction Sensor, Integral Sensor Receptacle | 0-10V Analog,DALI,DMX | Zigbee, Bluetooth, Wifi | No | No | Yes | Yes | Yes | Yes | Autani Energy Center, Avi-on, Douglas Dialog, Enlighted IOT System, Lutron- Vive, McWoing TruBlu, Nedap Luxon, Signify Easysense | Yes | Yes | No | Yes | Yes | Yes | No | No | Yes | Yes | Yes |  | BBBFSF | [10 empty] | 4835 | 138.143 | 35 | 9.5 | 0.902 | 3000 | 84 | 10 | 84 | 98 | -11 | 4 | 4.0 ft |  |  |  | No | No | No | No | No | [9 empty] | AC |  | 120 | 277 |  |  | 4835 | 35
Solid State Lighting | 5.1 | PINE79WG | Saylite/Texas Fluorescents Reinvented | Saylite | 209A96LY70WDMV35Koooo | Indoor Luminaires | Linear Ambient | Direct Linear Ambient Luminaires |  |  |  | Standard | [16 empty] | 2021-11-02 | No | Continuous Dimming to 10% or below | No Control Capability | No Sensor | 0-10V Analog | No Wireless Protocol | No | No | No | No | No | No |  | No | No | No | Yes | No | No | No | No | No | No | No | No | VVVZVR | [10 empty] | 11106 | 158.66 | 70 | 13.2 | 0.898 | 3500 | 84 | 9 | 84 | 97 | -11 | 8 | 8.0 ft |  |  |  | No | No | No | No | No | [9 empty] | AC |  | 120 | 277 |  |  | 11106 | 70
Solid State Lighting | 5.1 | PIOCR3VH | Saylite/Texas Fluorescents Reinvented | Saylite | S48LY20WD(D,G,DALI,DEXAL,SR)MV50Koooo | Indoor Luminaires | Linear Ambient | Direct Linear Ambient Luminaires |  |  |  | Standard | [16 empty] | 2021-09-30 | Yes | Continuous Dimming to 10% or below | LLLC,Energy Monitoring,High End Trim | Multifunction Sensor, Sensor Receptacle, Daylight Sensing, Occupancy Sensing | 0-10V Analog, DALI, DMX, Phase Cut | Zigbee,Bluetooth,WiFi | No | No | Yes | Yes | Yes | Yes | Autani Energy Center, Avi-on, Douglas Dialog, Enlighted IOT System, Lutron- Vive, McWoing TruBlu, Nedap Luxon, Signify Easysense | Yes | Yes | No | Yes | Yes | Yes | Yes | No | Yes | Yes | Yes | No | RRRWGM | [10 empty] | 3403 | 170.17 | 20 | 13.2 | 0.898 | 5000 | 82 | 10 | 81 | 97 | -12 | 4 |  |  |  |  | No | No | No | No | No | [9 empty] | AC |  | 120 | 277 |  |  | 3403 | 20
Solid State Lighting | 5.1 | PIOG1E1U | Saylite/Texas Fluorescents Reinvented | Saylite | C96LY90WD(D,G,DALI,DEXAL,SR)MV35Koooo | Indoor Luminaires | Linear Ambient | Direct Linear Ambient Luminaires |  |  |  | Standard | [16 empty] | 2021-09-30 | Yes | Continuous Dimming to 10% or below | LLLC,Energy Monitoring,High End Trim | Multifunction Sensor, Sensor Receptacle, Daylight Sensing, Occupancy Sensing | 0-10V Analog, DALI, DMX, Phase Cut | Zigbee,Bluetooth,WiFi | No | No | Yes | Yes | Yes | Yes | Autani Energy Center, Avi-on, Douglas Dialog, Enlighted IOT System, Lutron- Vive, McWoing TruBlu, Nedap Luxon, Signify Easysense | Yes | Yes | No | Yes | Yes | Yes | Yes | No | Yes | Yes | Yes | No | RRRWGM | [10 empty] | 14522 | 161.36 | 90 | 10 | 0.994 | 3500 | 83 | 8 | 83 | 98 | -11 | 8 |  |  |  |  | No | No | No | No | No | [9 empty] | AC |  | 120 | 277 |  |  | 14522 | 90
Solid State Lighting | 5.1 | PIORHWWD | Saylite/Texas Fluorescents Reinvented | Saylite | S96LFRY60WD(D,G,DALI,DEXAL,SR)MV30Koooo | Indoor Luminaires | Linear Ambient | Direct Linear Ambient Luminaires |  |  |  | Standard | [16 empty] | 2021-09-30 | Yes | Continuous Dimming to 10% or below | LLLC,Energy Monitoring,High End Trim | Multifunction Sensor, Sensor Receptacle, Daylight Sensing, Occupancy Sensing | 0-10V Analog, DALI, DMX, Phase Cut | Zigbee,Bluetooth,WiFi | No | No | Yes | Yes | Yes | Yes | Autani Energy Center, Avi-on, Douglas Dialog, Enlighted IOT System, Lutron- Vive, McWoing TruBlu, Nedap Luxon, Signify Easysense | Yes | Yes | No | Yes | Yes | Yes | Yes | No | Yes | Yes | Yes | No | RRRWGM | [10 empty] | 8918 | 145.53 | 61.28 | 13.2 | 0.898 | 3000 | 84 | 9 | 83 | 98 | -11 | 8 |  |  |  |  | No | No | No | No | No | [9 empty] | AC |  | 120 | 277 |  |  | 8918 | 61.28
Solid State Lighting | 5.1 | PIOSY43G | Saylite/Texas Fluorescents Reinvented | Saylite | (SS,SV,SD,SM)UCLL24LY45W(D,G,DALI,DEXAL,SR)(MV or 120)30Koooo | Indoor Luminaires | Troffer | 2x4 Luminaires for Ambient Lighting of Interior Commercial Spaces |  |  |  | Premium | [16 empty] | 2021-07-29 | Yes | Continuous Dimming to 10% or below | Autani Energy Center, Avi-on, Douglas Dialog, Enlighted IOT System, Lutron- Vive, McWoing TruBlu, Nedap Luxon, Signify Easysense | Multifunction Sensor,Sensor Receptacle,Daylight Sensor,Occupancy Sensing | 0-10V Analog,DALI,DMX | Zigbee,Bluetooth,WiFi | No | No | Yes | Yes | Yes | Yes | Autani Energy Center, Avi-on, Douglas Dialog, Enlighted IOT System, Lutron- Vive, McWoing TruBlu, Nedap Luxon, Signify Easysense | No | No | No | Yes | Yes | Yes | No |  | Yes | Yes | Yes | No | JJJOWA | [10 empty] | 6175.68 | 137.237 | 45 | 11.2 | 0.949 | 3000 | 83 | 8 | 83 | 98 | -11 | [5 empty] | No | No | No | No | No | [9 empty] | AC |  | 120 | 277 |  |  | 6175.68 | 45
Solid State Lighting | 5.1 | PIPSJZD1 | Saylite/Texas Fluorescents Reinvented | Saylite | 209A48LY35WDMV50Koooo | Indoor Luminaires | Linear Ambient | Direct Linear Ambient Luminaires |  |  |  | Standard | [16 empty] | 2021-11-02 | No | Continuous Dimming to 10% or below | No Control Capability | No Sensor | 0-10V Analog | No Wireless Protocol | No | No | No | No | No | No |  | No | No | No | Yes | No | No | No | No | No | No | No | No | VVVZVR | [10 empty] | 5671 | 162.02 | 35 | 13.2 | 0.898 | 5000 | 84 | 13 | 82 | 96 | -12 | 4 | 4.0 ft |  |  |  | No | No | No | No | No | [9 empty] | AC |  | 120 | 277 |  |  | 5671 | 35
Solid State Lighting | 5 | PIQ9VP94 | Saylite/Texas Fluorescents Reinvented | Saylite | 14CJ40W4900LW10DMV50K | Indoor Retrofit Kit | Troffer | Linear Retrofit Kits for 1x4 Luminaires | General Purpose |  |  | Standard | [16 empty] | 2018-05-25 | Yes | Continuous Dimming to 10% or below | [23 empty] | LLLBNI | [10 empty] | 4909 | 123.652 | 39.7 | 4.9 | 0.97 | 5000 | 83 | [13 empty] | No | [9 empty] | AC | Updated on 10/31/2019
Solid State Lighting | 5.1 | PIREJSZ8 | Saylite/Texas Fluorescents Reinvented | Saylite | CITE48LRFY15WDMV35K | Indoor Luminaires | Linear Ambient | Direct Linear Ambient Luminaires |  |  |  | Standard | [16 empty] | 2021-04-28 | Yes | Continuous Dimming to 10% or below | Energy Monitoring, High-end Trim, Autani Energy Center, Avi-on, Douglas Dialog, Enlighted IOT System, Lutron- Vive, McWoing TruBlu, Nedap Luxon, Signify Easysense | Daylight Sensor, Occupancy Sensor, Multifunction Sensor, Integral Sensor Receptacle | 0-10V Analog,DALI,DMX | Zigbee, Bluetooth, Wifi | No | No | Yes | Yes | Yes | Yes | Autani Energy Center, Avi-on, Douglas Dialog, Enlighted IOT System, Lutron- Vive, McWoing TruBlu, Nedap Luxon, Signify Easysense | Yes | Yes | No | Yes | Yes | Yes | No | No | Yes | Yes | Yes |  | BBBFSF | [10 empty] | 2190 | 149.59 | 14.64 | 9.5 | 0.902 | 3500 | 84 | 10 | 84 | 98 | -11 | 4 | 4.0 ft |  |  |  | No | No | No | No | No | [9 empty] | AC |  | 120 | 277 |  |  | 2190 | 14.64
Solid State Lighting | 5.1 | PIT3DLNY | Saylite/Texas Fluorescents Reinvented | Saylite | 200A248LY25WDMV40Koooo | Indoor Luminaires | Linear Ambient | Direct Linear Ambient Luminaires |  |  |  | Standard | [16 empty] | 2021-11-02 | No | Continuous Dimming to 10% or below | No Control Capability | No Sensor | 0-10V Analog | No Wireless Protocol | No | No | No | No | No | No |  | No | No | No | Yes | No | No | No | No | No | No | No | No | VVVZVR | [10 empty] | 4114 | 164.55 | 25 | 9.2 | 0.916 | 4000 | 84 | 10 | 84 | 97 | -11 | 4 | 4.0 ft |  |  |  | No | No | No | No | No | [9 empty] | AC |  | 120 | 277 |  |  | 4114 | 25
Solid State Lighting | 5 | PIUJ70BE | Saylite/Texas Fluorescents Reinvented | Saylite | 131A24LJ48W6300LDMV35K | Indoor Luminaires | Troffer | 2x4 Luminaires for Ambient Lighting of Interior Commercial Spaces |  |  |  | Standard | [16 empty] | 2018-05-25 | Yes | Continuous Dimming to 10% or below | [23 empty] | LLLBNI | [10 empty] | 6187 | 129.165 | 47.9 | 4.7 | 0.97 | 3500 | 83 | [13 empty] | No | [9 empty] | AC | Updated on 10/31/2019
Solid State Lighting | 5.1 | PIVGPSUS | Saylite/Texas Fluorescents Reinvented | Saylite | RKCIT48LY25WDMV40K | Indoor Retrofit Kit | Linear Ambient | Retrofit Kits for Direct Linear Ambient Luminaires | Luminaire Specific |  |  | Standard | [16 empty] | 2021-04-28 | Yes | Continuous Dimming to 10% or below | Energy Monitoring, High-end Trim, Autani Energy Center, Avi-on, Douglas Dialog, Enlighted IOT System, Lutron- Vive, McWoing TruBlu, Nedap Luxon, Signify Easysense | Daylight Sensor, Occupancy Sensor, Multifunction Sensor, Integral Sensor Receptacle | 0-10V Analog,DALI,DMX | Zigbee, Bluetooth, Wifi | No | No | Yes | Yes | Yes | Yes | Autani Energy Center, Avi-on, Douglas Dialog, Enlighted IOT System, Lutron- Vive, McWoing TruBlu, Nedap Luxon, Signify Easysense | Yes | Yes | No | Yes | Yes | Yes | No | No | Yes | Yes | Yes |  | BBBFSF | [10 empty] | 3767.6 | 150.704 | 25 | 9.5 | 0.902 | 4000 | 84 | 10 | 84 | 98 | -11 | 4 | 4.0 ft |  |  |  | No | No | No | No | No | [9 empty] | AC |  | 120 | 277 |  |  | 3767.6 | 25
Solid State Lighting | 5 | PIVTTC2T | Saylite/Texas Fluorescents Reinvented | Saylite | ZZ-SER FR 48L T28W3600L DMV 50K WH-YY | Indoor Luminaires | Linear Ambient | Direct Linear Ambient Luminaires |  |  |  | Standard | [16 empty] | 2019-06-25 | Yes | Continuous Dimming to 10% or below | [23 empty] | HHHDIW | [10 empty] | 3726.2 | 134.8 | 27.65 | 11.73 | 0.99 | 5054 | 82.7 |  |  |  |  | 4 | 4.0 ft | [7 empty] | No | [9 empty] | AC | Updated on 10/31/2019 | 108 | 305 |  |  | 3726.2 | 27.65
Solid State Lighting | 5.1 | PIY4NL69 | Saylite/Texas Fluorescents Reinvented | Saylite | C48LY30WD(D,G,DALI,DEXAL,SR)MV30Koooo | Indoor Luminaires | Linear Ambient | Direct Linear Ambient Luminaires |  |  |  | Standard | [16 empty] | 2021-09-30 | Yes | Continuous Dimming to 10% or below | LLLC,Energy Monitoring,High End Trim | Multifunction Sensor, Sensor Receptacle, Daylight Sensing, Occupancy Sensing | 0-10V Analog, DALI, DMX, Phase Cut | Zigbee,Bluetooth,WiFi | No | No | Yes | Yes | Yes | Yes | Autani Energy Center, Avi-on, Douglas Dialog, Enlighted IOT System, Lutron- Vive, McWoing TruBlu, Nedap Luxon, Signify Easysense | Yes | Yes | No | Yes | Yes | Yes | Yes | No | Yes | Yes | Yes | No | RRRWGM | [10 empty] | 4848 | 158.21 | 30.64 | 10 | 0.994 | 3000 | 83 | 8 | 83 | 98 | -11 | 4 |  |  |  |  | No | No | No | No | No | [9 empty] | AC |  | 120 | 277 |  |  | 4848 | 30.64
Solid State Lighting | 5.1 | PIYA5V7P | Saylite/Texas Fluorescents Reinvented | Saylite | (SS,SV,SD,SM)CBF24LY45WDMV30Koooo | Indoor Luminaires | Troffer | 2x4 Luminaires for Ambient Lighting of Interior Commercial Spaces |  |  |  | Standard | [16 empty] | 2021-07-29 | Yes | Continuous Dimming to 10% or below | Autani Energy Center, Avi-on, Douglas Dialog, Enlighted IOT System, Lutron- Vive, McWoing TruBlu, Nedap Luxon, Signify Easysense | Multifunction Sensor,Sensor Receptacle,Daylight Sensor,Occupancy Sensing | 0-10V Analog | Zigbee,Bluetooth,WiFi | No | No | Yes | Yes | Yes | Yes | Autani Energy Center, Avi-on, Douglas Dialog, Enlighted IOT System, Lutron- Vive, McWoing TruBlu, Nedap Luxon, Signify Easysense | No | No | No | Yes | No | No | No |  | Yes | Yes | Yes | No | JJJOWB | [10 empty] | 5953.17 | 132.293 | 45 | 10.3 | 0.953 | 3000 | 83 | 9 | 84 | 97 | -11 | [5 empty] | No | No | No | No | No | [9 empty] | AC |  | 120 | 277 |  |  | 5953.17 | 45
Solid State Lighting | 5.1 | PIYDUWFB | Saylite/Texas Fluorescents Reinvented | Saylite | RKCIT48LY20WDMV50K | Indoor Retrofit Kit | Linear Ambient | Retrofit Kits for Direct Linear Ambient Luminaires | Luminaire Specific |  |  | Standard | [16 empty] | 2021-04-28 | Yes | Continuous Dimming to 10% or below | Energy Monitoring, High-end Trim, Autani Energy Center, Avi-on, Douglas Dialog, Enlighted IOT System, Lutron- Vive, McWoing TruBlu, Nedap Luxon, Signify Easysense | Daylight Sensor, Occupancy Sensor, Multifunction Sensor, Integral Sensor Receptacle | 0-10V Analog,DALI,DMX | Zigbee, Bluetooth, Wifi | No | No | Yes | Yes | Yes | Yes | Autani Energy Center, Avi-on, Douglas Dialog, Enlighted IOT System, Lutron- Vive, McWoing TruBlu, Nedap Luxon, Signify Easysense | Yes | Yes | No | Yes | Yes | Yes | No | No | Yes | Yes | Yes |  | BBBFSF | [10 empty] | 3018.4 | 150.92 | 20 | 9.5 | 0.902 | 5000 | 82 | 11 | 82 | 97 | -12 | 4 | 4.0 ft |  |  |  | No | No | No | No | No | [9 empty] | AC |  | 120 | 277 |  |  | 3018.4 | 20
Solid State Lighting | 5.1 | PIYQRWEK | Saylite/Texas Fluorescents Reinvented | Saylite | 4RB(421 or 501)LY15WD(D,G,DALI,DEXAL,SR)MV30Koooo | Indoor Retrofit Kit | Linear Ambient | Retrofit Kits for Direct Linear Ambient Luminaires | Luminaire Specific |  |  | Standard | [16 empty] | 2021-09-30 | Yes | Continuous Dimming to 10% or below | LLLC,Energy Monitoring,High End Trim | Multifunction Sensor, Sensor Receptacle, Daylight Sensing, Occupancy Sensing | 0-10V Analog, DALI, DMX, Phase Cut | Zigbee,Bluetooth,WiFi | No | No | Yes | Yes | Yes | Yes | Autani Energy Center, Avi-on, Douglas Dialog, Enlighted IOT System, Lutron- Vive, McWoing TruBlu, Nedap Luxon, Signify Easysense | Yes | Yes | No | Yes | Yes | Yes | Yes | No | Yes | Yes | Yes | No | RRRWGM | [10 empty] | 2345 | 159.39 | 14.71 | 13.2 | 0.898 | 3000 | 84 | 9 | 83 | 98 | -11 | 4 |  |  |  |  | No | No | No | No | No | [9 empty] | AC |  | 120 | 277 |  |  | 2345 | 14.71
Solid State Lighting | 5.1 | PIZI9O0I | Saylite/Texas Fluorescents Reinvented | Saylite | CITE48LFRY45WDMV30K | Indoor Luminaires | Linear Ambient | Direct Linear Ambient Luminaires |  |  |  | Standard | [16 empty] | 2021-04-28 | Yes | Continuous Dimming to 10% or below | Energy Monitoring, High-end Trim, Autani Energy Center, Avi-on, Douglas Dialog, Enlighted IOT System, Lutron- Vive, McWoing TruBlu, Nedap Luxon, Signify Easysense | Daylight Sensor, Occupancy Sensor, Multifunction Sensor, Integral Sensor Receptacle | 0-10V Analog,DALI,DMX | Zigbee, Bluetooth, Wifi | No | No | Yes | Yes | Yes | Yes | Autani Energy Center, Avi-on, Douglas Dialog, Enlighted IOT System, Lutron- Vive, McWoing TruBlu, Nedap Luxon, Signify Easysense | Yes | Yes | No | Yes | Yes | Yes | No | No | Yes | Yes | Yes |  | BBBFSF | [10 empty] | 6467.86 | 143.73 | 45 | 9.5 | 0.902 | 3000 | 84 | 10 | 84 | 98 | -11 | 4 | 4.0 ft |  |  |  | No | No | No | No | No | [9 empty] | AC |  | 120 | 277 |  |  | 6467.86 | 45
Solid State Lighting | 5.1 | PIZM3P8H | Saylite/Texas Fluorescents Reinvented | Saylite | S96LY90WD(D,G,DALI,DEXAL,SR)MV50Koooo | Indoor Luminaires | Linear Ambient | Direct Linear Ambient Luminaires |  |  |  | Standard | [16 empty] | 2021-09-30 | Yes | Continuous Dimming to 10% or below | LLLC,Energy Monitoring,High End Trim | Multifunction Sensor, Sensor Receptacle, Daylight Sensing, Occupancy Sensing | 0-10V Analog, DALI, DMX, Phase Cut | Zigbee,Bluetooth,WiFi | No | No | Yes | Yes | Yes | Yes | Autani Energy Center, Avi-on, Douglas Dialog, Enlighted IOT System, Lutron- Vive, McWoing TruBlu, Nedap Luxon, Signify Easysense | Yes | Yes | No | Yes | Yes | Yes | Yes | No | Yes | Yes | Yes | No | RRRWGM | [10 empty] | 14830 | 164.78 | 90 | 10 | 0.994 | 5000 | 82 | 10 | 81 | 97 | -12 | 8 |  |  |  |  | No | No | No | No | No | [9 empty] | AC |  | 120 | 277 |  |  | 14830 | 90
Solid State Lighting | 5.1 | PJ0MHMZA | Saylite/Texas Fluorescents Reinvented | Saylite | (SS,SV,SD,SM)UCLL14LY25W(D,G,DALI,DEXAL,SR)(MV or 120)35Koooo | Indoor Luminaires | Troffer | 1x4 Luminaires for Ambient Lighting of Interior Commercial Spaces |  |  |  | Premium | [16 empty] | 2021-07-29 | Yes | Continuous Dimming to 10% or below | Autani Energy Center, Avi-on, Douglas Dialog, Enlighted IOT System, Lutron- Vive, McWoing TruBlu, Nedap Luxon, Signify Easysense | Multifunction Sensor,Sensor Receptacle,Daylight Sensor,Occupancy Sensing | 0-10V Analog,DALI,DMX | Zigbee,Bluetooth,WiFi | No | No | Yes | Yes | Yes | Yes | Autani Energy Center, Avi-on, Douglas Dialog, Enlighted IOT System, Lutron- Vive, McWoing TruBlu, Nedap Luxon, Signify Easysense | No | No | No | Yes | Yes | Yes | No |  | Yes | Yes | Yes | No | JJJOWA | [10 empty] | 3443.63 | 137.745 | 25 | 9.1 | 0.911 | 3500 | 83 | 8 | 83 | 98 | -11 | [5 empty] | No | No | No | No | No | [9 empty] | AC |  | 120 | 277 |  |  | 3443.63 | 25
Solid State Lighting | 5.1 | PJ1Q1669 | Saylite/Texas Fluorescents Reinvented | Saylite | CITE48LRFY20WDMV40K | Indoor Luminaires | Linear Ambient | Direct Linear Ambient Luminaires |  |  |  | Standard | [16 empty] | 2021-04-28 | Yes | Continuous Dimming to 10% or below | Energy Monitoring, High-end Trim, Autani Energy Center, Avi-on, Douglas Dialog, Enlighted IOT System, Lutron- Vive, McWoing TruBlu, Nedap Luxon, Signify Easysense | Daylight Sensor, Occupancy Sensor, Multifunction Sensor, Integral Sensor Receptacle | 0-10V Analog,DALI,DMX | Zigbee, Bluetooth, Wifi | No | No | Yes | Yes | Yes | Yes | Autani Energy Center, Avi-on, Douglas Dialog, Enlighted IOT System, Lutron- Vive, McWoing TruBlu, Nedap Luxon, Signify Easysense | Yes | Yes | No | Yes | Yes | Yes | No | No | Yes | Yes | Yes |  | BBBFSF | [10 empty] | 3018.4 | 150.92 | 20 | 9.5 | 0.902 | 4000 | 84 | 10 | 84 | 98 | -11 | 4 | 4.0 ft |  |  |  | No | No | No | No | No | [9 empty] | AC |  | 120 | 277 |  |  | 3018.4 | 20
Solid State Lighting | 5.1 | PJ2LSP3V | Saylite/Texas Fluorescents Reinvented | Saylite | 209A96LY80WDMV30Koooo | Indoor Luminaires | Linear Ambient | Direct Linear Ambient Luminaires |  |  |  | Standard | [16 empty] | 2021-11-02 | No | Continuous Dimming to 10% or below | No Control Capability | No Sensor | 0-10V Analog | No Wireless Protocol | No | No | No | No | No | No |  | No | No | No | Yes | No | No | No | No | No | No | No | No | VVVZVR | [10 empty] | 12010 | 150.13 | 80 | 13.2 | 0.898 | 3000 | 84 | 9 | 84 | 97 | -11 | 8 | 8.0 ft |  |  |  | No | No | No | No | No | [9 empty] | AC |  | 120 | 277 |  |  | 12010 | 80
Solid State Lighting | 5 | PJ2QN8AM | Saylite/Texas Fluorescents Reinvented | Saylite | C24LF18W2500LDMV35K | Indoor Luminaires | Linear Ambient | Direct Linear Ambient Luminaires |  |  |  | Standard | [16 empty] | 2017-03-24 | Yes | Continuous Dimming to 10% or below | [23 empty] | VAVWHV | [10 empty] | 2505 | 134.39 | 18.64 | 10.4 | 0.99 | 3500 | 84 |  |  |  |  | 2 | 2.0 ft | [7 empty] | No | [9 empty] | AC | Updated on 10/31/2019
Solid State Lighting | 5.1 | PJ2RNX31 | Saylite/Texas Fluorescents Reinvented | Saylite | 4RB(421 or 501)LY50WD(D,G,DALI,DEXAL,SR)MV40Koooo | Indoor Retrofit Kit | Linear Ambient | Retrofit Kits for Direct Linear Ambient Luminaires | Luminaire Specific |  |  | Standard | [16 empty] | 2021-09-30 | Yes | Continuous Dimming to 10% or below | LLLC,Energy Monitoring,High End Trim | Multifunction Sensor, Sensor Receptacle, Daylight Sensing, Occupancy Sensing | 0-10V Analog, DALI, DMX, Phase Cut | Zigbee,Bluetooth,WiFi | No | No | Yes | Yes | Yes | Yes | Autani Energy Center, Avi-on, Douglas Dialog, Enlighted IOT System, Lutron- Vive, McWoing TruBlu, Nedap Luxon, Signify Easysense | Yes | Yes | No | Yes | Yes | Yes | Yes | No | Yes | Yes | Yes | No | RRRWGM | [10 empty] | 8163 | 163.26 | 50 | 10 | 0.994 | 4000 | 83 | 8 | 83 | 98 | -11 | 4 |  |  |  |  | No | No | No | No | No | [9 empty] | AC |  | 120 | 277 |  |  | 8163 | 50
Solid State Lighting | 5.1 | PJ31MO2M | Saylite/Texas Fluorescents Reinvented | Saylite | (SS,SV,SD,SM)UCLL24LY35W(D,G,DALI,DEXAL,SR)(MV or 120)50Koooo | Indoor Luminaires | Troffer | 2x4 Luminaires for Ambient Lighting of Interior Commercial Spaces |  |  |  | Premium | [16 empty] | 2021-07-29 | Yes | Continuous Dimming to 10% or below | Autani Energy Center, Avi-on, Douglas Dialog, Enlighted IOT System, Lutron- Vive, McWoing TruBlu, Nedap Luxon, Signify Easysense | Multifunction Sensor,Sensor Receptacle,Daylight Sensor,Occupancy Sensing | 0-10V Analog,DALI,DMX | Zigbee,Bluetooth,WiFi | No | No | Yes | Yes | Yes | Yes | Autani Energy Center, Avi-on, Douglas Dialog, Enlighted IOT System, Lutron- Vive, McWoing TruBlu, Nedap Luxon, Signify Easysense | No | No | No | Yes | Yes | Yes | No |  | Yes | Yes | Yes | No | JJJOWA | [10 empty] | 5268.63 | 150.532 | 35 | 11.2 | 0.949 | 5000 | 82 | 10 | 81 | 96 | -12 | [5 empty] | No | No | No | No | No | [9 empty] | AC |  | 120 | 277 |  |  | 5268.63 | 35
Solid State Lighting | 5.1 | PJ3A716U | Saylite/Texas Fluorescents Reinvented | Saylite | S24LY20WD(D,G,DALI,DEXAL,SR)MV35Koooo | Indoor Luminaires | Linear Ambient | Direct Linear Ambient Luminaires |  |  |  | Standard | [16 empty] | 2021-09-30 | Yes | Continuous Dimming to 10% or below | LLLC,Energy Monitoring,High End Trim | Multifunction Sensor, Sensor Receptacle, Daylight Sensing, Occupancy Sensing | 0-10V Analog, DALI, DMX, Phase Cut | Zigbee,Bluetooth,WiFi | No | No | Yes | Yes | Yes | Yes | Autani Energy Center, Avi-on, Douglas Dialog, Enlighted IOT System, Lutron- Vive, McWoing TruBlu, Nedap Luxon, Signify Easysense | Yes | Yes | No | Yes | Yes | Yes | Yes | No | Yes | Yes | Yes | No | RRRWGM | [10 empty] | 3181 | 159.04 | 20 | 13.3 | 0.905 | 3500 | 84 | 9 | 84 | 98 | -11 | 2 |  |  |  |  | No | No | No | No | No | [9 empty] | AC |  | 120 | 277 |  |  | 3181 | 20
Solid State Lighting | 5 | PJ4CGMWR | Saylite/Texas Fluorescents Reinvented | Saylite | CBF14LF57W7000DMV35K [Qualified at 120V] | Indoor Luminaires | Troffer | 1x4 Luminaires for Ambient Lighting of Interior Commercial Spaces |  |  |  | Standard | [16 empty] | 2017-02-03 | Yes | Continuous Dimming to 10% or below | [23 empty] | YYYBKV | [10 empty] | 6685 | 114.98 | 58.14 | 4.8 | 1 | 3500 | 83 | [13 empty] | No | [9 empty] | AC | Updated on 10/31/2019
Solid State Lighting | 5 | PJ6IBL8J | Saylite/Texas Fluorescents Reinvented | Saylite | 14CJ48W5800LW10DMV50K | Indoor Retrofit Kit | Troffer | Linear Retrofit Kits for 1x4 Luminaires | General Purpose |  |  | Standard | [16 empty] | 2018-05-25 | Yes | Continuous Dimming to 10% or below | [23 empty] | LLLBNI | [10 empty] | 5817 | 121.44 | 47.9 | 4.9 | 0.97 | 5000 | 83 | [13 empty] | No | [9 empty] | AC | Updated on 10/31/2019
Solid State Lighting | 5 | PJ768OPG | Saylite/Texas Fluorescents Reinvented | Fleco Industries | HIL24LX70W10000LDMV50Koooo (except WG) | Indoor Luminaires | High-Bay | High-Bay Luminaires for Commercial and Industrial Buildings |  |  |  | Premium | [16 empty] | 2020-06-23 | Yes | Continuous Dimming to 10% or below | [23 empty] | TTTVRK | [10 empty] | 10665 | 159.179 | 67 | 9.6 | 0.961 | 5000 | 83 | [13 empty] | No | [9 empty] | AC |  | 120 | 277 |  |  | 10665 | 67
Solid State Lighting | 5.1 | PJ7TJ6J2 | Saylite/Texas Fluorescents Reinvented | Saylite | (SS,SV,SD,SM)UCLL24LY54W(D,G,DALI,DEXAL,SR)(MV or 120)30Koooo | Indoor Luminaires | Troffer | 2x4 Luminaires for Ambient Lighting of Interior Commercial Spaces |  |  |  | Premium | [16 empty] | 2021-07-29 | Yes | Continuous Dimming to 10% or below | Autani Energy Center, Avi-on, Douglas Dialog, Enlighted IOT System, Lutron- Vive, McWoing TruBlu, Nedap Luxon, Signify Easysense | Multifunction Sensor,Sensor Receptacle,Daylight Sensor,Occupancy Sensing | 0-10V Analog,DALI,DMX | Zigbee,Bluetooth,WiFi | No | No | Yes | Yes | Yes | Yes | Autani Energy Center, Avi-on, Douglas Dialog, Enlighted IOT System, Lutron- Vive, McWoing TruBlu, Nedap Luxon, Signify Easysense | No | No | No | Yes | Yes | Yes | No |  | Yes | Yes | Yes | No | JJJOWA | [10 empty] | 7224 | 132.018 | 54.72 | 12.1 | 0.99 | 3000 | 83 | 8 | 83 | 98 | -11 | [5 empty] | No | No | No | No | No | [9 empty] | AC |  | 120 | 277 |  |  | 7224 | 54.72
Solid State Lighting | 5.1 | PJ8XL65C | Saylite/Texas Fluorescents Reinvented | Saylite | C48LFRY15WD(D,G,DALI,DEXAL,SR)MV50Koooo | Indoor Luminaires | Linear Ambient | Direct Linear Ambient Luminaires |  |  |  | Standard | [16 empty] | 2021-09-30 | Yes | Continuous Dimming to 10% or below | LLLC,Energy Monitoring,High End Trim | Multifunction Sensor, Sensor Receptacle, Daylight Sensing, Occupancy Sensing | 0-10V Analog, DALI, DMX, Phase Cut | Zigbee,Bluetooth,WiFi | No | No | Yes | Yes | Yes | Yes | Autani Energy Center, Avi-on, Douglas Dialog, Enlighted IOT System, Lutron- Vive, McWoing TruBlu, Nedap Luxon, Signify Easysense | Yes | Yes | No | Yes | Yes | Yes | Yes | No | Yes | Yes | Yes | No | RRRWGM | [10 empty] | 2328 | 158.24 | 14.71 | 13.2 | 0.898 | 5000 | 83 | 12 | 82 | 97 | -12 | 4 |  |  |  |  | No | No | No | No | No | [9 empty] | AC |  | 120 | 277 |  |  | 2328 | 14.71
Solid State Lighting | 5 | PJ98UKS9 | Saylite/Texas Fluorescents Reinvented | Saylite | 209A24LF28W3400LDMV30K | Indoor Luminaires | Linear Ambient | Direct Linear Ambient Luminaires |  |  |  | Standard | [16 empty] | 2017-03-24 | Yes | Continuous Dimming to 10% or below | [23 empty] | VAVWHW | [10 empty] | 3300 | 117.86 | 28 | 11.1 | 0.96 | 3000 | 84 |  |  |  |  | 2 | 2.0 ft | TRUE | [6 empty] | No | [9 empty] | AC | Updated on 10/31/2019
Solid State Lighting | 5.1 | PJ9QAE6L | Saylite/Texas Fluorescents Reinvented | Saylite | 200A224LY20WDMV30Koooo | Indoor Luminaires | Linear Ambient | Direct Linear Ambient Luminaires |  |  |  | Standard | [16 empty] | 2021-11-02 | No | Continuous Dimming to 10% or below | No Control Capability | No Sensor | 0-10V Analog | No Wireless Protocol | No | No | No | No | No | No |  | No | No | No | Yes | No | No | No | No | No | No | No | No | VVVZVR | [10 empty] | 2557 | 127.83 | 20 | 9.6 | 0.909 | 3000 | 85 | 14 | 84 | 98 | -10 | 2 | 2.0 ft |  |  |  | No | No | No | No | No | [9 empty] | AC |  | 120 | 277 |  |  | 2557 | 20
Solid State Lighting | 5.1 | PJ9SH50J | Saylite/Texas Fluorescents Reinvented | Saylite | S48LY20WD(D,G,DALI,DEXAL,SR)MV30Koooo | Indoor Luminaires | Linear Ambient | Direct Linear Ambient Luminaires |  |  |  | Standard | [16 empty] | 2021-09-30 | Yes | Continuous Dimming to 10% or below | LLLC,Energy Monitoring,High End Trim | Multifunction Sensor, Sensor Receptacle, Daylight Sensing, Occupancy Sensing | 0-10V Analog, DALI, DMX, Phase Cut | Zigbee,Bluetooth,WiFi | No | No | Yes | Yes | Yes | Yes | Autani Energy Center, Avi-on, Douglas Dialog, Enlighted IOT System, Lutron- Vive, McWoing TruBlu, Nedap Luxon, Signify Easysense | Yes | Yes | No | Yes | Yes | Yes | Yes | No | Yes | Yes | Yes | No | RRRWGM | [10 empty] | 3180 | 158.99 | 20 | 13.2 | 0.898 | 3000 | 84 | 9 | 83 | 98 | -11 | 4 |  |  |  |  | No | No | No | No | No | [9 empty] | AC |  | 120 | 277 |  |  | 3180 | 20
Solid State Lighting | 5 | PJAHMYGG | Saylite/Texas Fluorescents Reinvented | Saylite | PLF15L150W20000LDMV40K | Outdoor Luminaires | High Output | Outdoor Pole/Arm-Mounted Area and Roadway Luminaires |  |  | TRUE | Premium |  |  | 20054 | 131.12 | 152.9 | 4.9 | 0.976 | 3962 | 73.5 | [5 empty] | 5 | 50000 | 2017-03-13 | Yes | Continuous Dimming to 10% or below | [23 empty] | EEEEXH | [10 empty] | 20000 | 133 | 150 | 6 | 0.9 | 4000 | 70 | [13 empty] | No | [9 empty] | AC | Updated on 10/31/2019
Solid State Lighting | 5 | PJAK1T24 | Saylite/Texas Fluorescents Reinvented | Saylite | 131A14LF35W4100LDMV50K | Indoor Luminaires | Troffer | 1x4 Luminaires for Ambient Lighting of Interior Commercial Spaces |  |  |  | Standard | [16 empty] | 2017-02-03 | Yes | Continuous Dimming to 10% or below | [23 empty] | YYYBLB | [10 empty] | 4210 | 120.29 | 35 | 8.4 | 0.99 | 5000 | 83 | [13 empty] | No | [9 empty] | AC | Updated on 10/31/2019
Solid State Lighting | 5 | PJBONCSI | Saylite/Texas Fluorescents Reinvented | Saylite | 14CJ57W6600LW10DMV50K | Indoor Retrofit Kit | Troffer | Linear Retrofit Kits for 1x4 Luminaires | General Purpose |  |  | Standard | [16 empty] | 2018-05-25 | Yes | Continuous Dimming to 10% or below | [23 empty] | LLLBNI | [10 empty] | 6630 | 118.605 | 55.9 | 4.9 | 0.97 | 5000 | 83 | [13 empty] | No | [9 empty] | AC | Updated on 10/31/2019
Solid State Lighting | 5 | PJCHCJYS | Saylite/Texas Fluorescents Reinvented | Saylite | RSR96LT82W8900LDMVxxx50K | Indoor Retrofit Kit | Linear Ambient | Retrofit Kits for Direct Linear Ambient Luminaires | General Purpose |  |  | Standard | [16 empty] | 2017-06-12 | Yes | Continuous Dimming to 10% or below | [23 empty] | EAEEZR | [10 empty] | 10392 | 126.42 | 82.2 | 12 | 0.93 | 5000 | 84 | [13 empty] | No | [9 empty] | AC | Updated on 10/31/2019
Solid State Lighting | 5.1 | PJD6ZNU8 | Saylite/Texas Fluorescents Reinvented | Saylite | 2RB(421 or 501)LY15WD(D,G,DALI,DEXAL,SR)MV35Koooo | Indoor Retrofit Kit | Linear Ambient | Retrofit Kits for Direct Linear Ambient Luminaires | Luminaire Specific |  |  | Standard | [16 empty] | 2021-09-30 | Yes | Continuous Dimming to 10% or below | LLLC,Energy Monitoring,High End Trim | Multifunction Sensor, Sensor Receptacle, Daylight Sensing, Occupancy Sensing | 0-10V Analog, DALI, DMX, Phase Cut | Zigbee,Bluetooth,WiFi | No | No | Yes | Yes | Yes | Yes | Autani Energy Center, Avi-on, Douglas Dialog, Enlighted IOT System, Lutron- Vive, McWoing TruBlu, Nedap Luxon, Signify Easysense | Yes | Yes | No | Yes | Yes | Yes | Yes | No | Yes | Yes | Yes | No | RRRWGM | [10 empty] | 2484 | 161.51 | 15.38 | 13.3 | 0.905 | 3500 | 84 | 9 | 84 | 98 | -11 | 2 |  |  |  |  | No | No | No | No | No | [9 empty] | AC |  | 120 | 277 |  |  | 2484 | 15.38
Solid State Lighting | 5 | PJE5MZN1 | Saylite/Texas Fluorescents Reinvented | Saylite | LED48T818W2100LDX135K | Linear Replacement Lamp | T8 Four-Foot | Internal Driver/Line Voltage (UL Type B) Lamps |  |  |  | Standard | [16 empty] | 2017-03-23 | Not Yet Verified | Continuous Dimming to 10% or below | [23 empty] | JJJMSP | [10 empty] | 2453 | 132.67 | 18.49 | 20 | 0.9 | 3500 | 83 |  |  |  |  | 4 | [8 empty] | No | [9 empty] | AC | Lastx represents either s for single-end power input or T for double-end inputs updated on 11/30/2016, Updated on 10/31/2019
Solid State Lighting | 5 | PJF5NN1Z | Saylite/Texas Fluorescents Reinvented | Saylite | HBC48LN216W30000LA10DMVxxx30Koooo | Indoor Luminaires | High-Bay | High-Bay Luminaires for Commercial and Industrial Buildings |  |  |  | Standard | [16 empty] | 2017-03-15 | Yes | Continuous Dimming to 10% or below | [23 empty] | LLLBCJ | [10 empty] | 27430 | 129.39 | 212 | 6.2 | 0.96 | 3000 | 83 | [6 empty] | TRUE | [6 empty] | No | [9 empty] | AC | Updated on 10/31/2019
Solid State Lighting | 5 | PJHBDKQY | Saylite/Texas Fluorescents Reinvented | Saylite | C48LF48W5650LDMV40K | Indoor Luminaires | Linear Ambient | Direct Linear Ambient Luminaires |  |  |  | Standard | [16 empty] | 2015-12-07 | Not Yet Verified | Continuous Dimming to 10% or below | [23 empty] | KKKYLT | [10 empty] | 5650 | 118 | 48 | 5.65 | 0.996 | 4000 | 83 | [13 empty] | No | [9 empty] | AC | Updated on 10/31/2019
Solid State Lighting | 5 | PJHM933Z | Saylite/Texas Fluorescents Reinvented | Saylite | CITE48LFRF57W6800LLBDMV35Kxx | Indoor Luminaires | Linear Ambient | Direct Linear Ambient Luminaires |  |  |  | Standard | [16 empty] | 2017-02-03 | Yes | Continuous Dimming to 10% or below | [23 empty] | YYYBKT | [10 empty] | 6563 | 114 | 57.77 | 4.8 | 0.998 | 3500 | 84 |  |  |  |  | 4 | 4.0 ft | [7 empty] | No | [9 empty] | AC | Updated on 10/31/2019
Solid State Lighting | 5 | PJJ76Q95 | Saylite/Texas Fluorescents Reinvented | Saylite | 131A24LJ35W4600LDMV40K | Indoor Luminaires | Troffer | 2x4 Luminaires for Ambient Lighting of Interior Commercial Spaces |  |  |  | Standard | [16 empty] | 2018-05-25 | Yes | Continuous Dimming to 10% or below | [23 empty] | LLLBNI | [10 empty] | 4689 | 135.52 | 34.6 | 4.7 | 0.97 | 4000 | 83 | [13 empty] | No | [9 empty] | AC | Updated on 10/31/2019
Solid State Lighting | 5.1 | PJKPMMD2 | Saylite/Texas Fluorescents Reinvented | Saylite | CITE96LFRY108WDMV30K | Indoor Luminaires | Linear Ambient | Direct Linear Ambient Luminaires |  |  |  | Standard | [16 empty] | 2021-04-28 | Yes | Continuous Dimming to 10% or below | Energy Monitoring, High-end Trim, Autani Energy Center, Avi-on, Douglas Dialog, Enlighted IOT System, Lutron- Vive, McWoing TruBlu, Nedap Luxon, Signify Easysense | Daylight Sensor, Occupancy Sensor, Multifunction Sensor, Integral Sensor Receptacle | 0-10V Analog,DALI,DMX | Zigbee, Bluetooth, Wifi | No | No | Yes | Yes | Yes | Yes | Autani Energy Center, Avi-on, Douglas Dialog, Enlighted IOT System, Lutron- Vive, McWoing TruBlu, Nedap Luxon, Signify Easysense | Yes | Yes | No | Yes | Yes | Yes | No | No | Yes | Yes | Yes |  | BBBFSF | [10 empty] | 15104.8 | 143.445 | 105.3 | 9.5 | 0.902 | 3000 | 84 | 10 | 84 | 98 | -11 | 8 | 8.0 ft |  |  |  | No | No | No | No | No | [9 empty] | AC |  | 120 | 277 |  |  | 15104.8 | 105.3
Solid State Lighting | 5.1 | PJKSQKYM | Saylite/Texas Fluorescents Reinvented | Saylite | 209A96LY60WDMV50Koooo | Indoor Luminaires | Linear Ambient | Direct Linear Ambient Luminaires |  |  |  | Standard | [16 empty] | 2021-11-02 | No | Continuous Dimming to 10% or below | No Control Capability | No Sensor | 0-10V Analog | No Wireless Protocol | No | No | No | No | No | No |  | No | No | No | Yes | No | No | No | No | No | No | No | No | VVVZVR | [10 empty] | 9994 | 163.73 | 61 | 9.2 | 0.916 | 5000 | 84 | 13 | 82 | 96 | -12 | 8 | 8.0 ft |  |  |  | No | No | No | No | No | [9 empty] | AC |  | 120 | 277 |  |  | 9994 | 61
Solid State Lighting | 5.1 | PJKSW8EU | Saylite/Texas Fluorescents Reinvented | Saylite | S24LY25WD(D,G,DALI,DEXAL,SR)MV35Koooo | Indoor Luminaires | Linear Ambient | Direct Linear Ambient Luminaires |  |  |  | Standard | [16 empty] | 2021-09-30 | Yes | Continuous Dimming to 10% or below | LLLC,Energy Monitoring,High End Trim | Multifunction Sensor, Sensor Receptacle, Daylight Sensing, Occupancy Sensing | 0-10V Analog, DALI, DMX, Phase Cut | Zigbee,Bluetooth,WiFi | No | No | Yes | Yes | Yes | Yes | Autani Energy Center, Avi-on, Douglas Dialog, Enlighted IOT System, Lutron- Vive, McWoing TruBlu, Nedap Luxon, Signify Easysense | Yes | Yes | No | Yes | Yes | Yes | Yes | No | Yes | Yes | Yes | No | RRRWGM | [10 empty] | 3667 | 146.69 | 25 | 13.3 | 0.905 | 3500 | 84 | 9 | 84 | 98 | -11 | 2 |  |  |  |  | No | No | No | No | No | [9 empty] | AC |  | 120 | 277 |  |  | 3667 | 25
Solid State Lighting | 5.1 | PJLYSGEK | Saylite/Texas Fluorescents Reinvented | Saylite | (SS,SV,SD,SM)CBF14LY20WDMV35Koooo | Indoor Luminaires | Troffer | 1x4 Luminaires for Ambient Lighting of Interior Commercial Spaces |  |  |  | Standard | [16 empty] | 2021-07-29 | Yes | Continuous Dimming to 10% or below | Autani Energy Center, Avi-on, Douglas Dialog, Enlighted IOT System, Lutron- Vive, McWoing TruBlu, Nedap Luxon, Signify Easysense | Multifunction Sensor,Sensor Receptacle,Daylight Sensor,Occupancy Sensing | 0-10V Analog | Zigbee,Bluetooth,WiFi | No | No | Yes | Yes | Yes | Yes | Autani Energy Center, Avi-on, Douglas Dialog, Enlighted IOT System, Lutron- Vive, McWoing TruBlu, Nedap Luxon, Signify Easysense | No | No | No | Yes | No | No | No |  | Yes | Yes | Yes | No | JJJOWB | [10 empty] | 2679.07 | 133.953 | 20 | 9.7 | 0.913 | 3500 | 84 | 9 | 83 | 98 | -11 | [5 empty] | No | No | No | No | No | [9 empty] | AC |  | 120 | 277 |  |  | 2679.07 | 20
Solid State Lighting | 5 | PJNK87Q1 | Saylite/Texas Fluorescents Reinvented | Fleco Industries | HILFR24LX135W20000LDMV35Koooo (except WG) | Indoor Luminaires | High-Bay | High-Bay Luminaires for Commercial and Industrial Buildings |  |  |  | Premium | [16 empty] | 2020-06-23 | Yes | Continuous Dimming to 10% or below | [23 empty] | TTTVRK | [10 empty] | 19159.8 | 141.925 | 135 | 9.3 | 0.97 | 3500 | 83 | [13 empty] | No | [9 empty] | AC |  | 120 | 277 |  |  | 19159.8 | 135
Solid State Lighting | 5.1 | PJOMXOBO | Saylite/Texas Fluorescents Reinvented | Saylite | 207A248LY45WDMV30Koooo | Indoor Luminaires | Linear Ambient | Direct Linear Ambient Luminaires |  |  |  | Standard | [16 empty] | 2021-11-02 | No | Continuous Dimming to 10% or below | No Control Capability | No Sensor | 0-10V Analog | No Wireless Protocol | No | No | No | No | No | No |  | No | No | No | Yes | No | No | No | No | No | No | No | No | VVVZVR | [10 empty] | 6668 | 148.17 | 45 | 13.2 | 0.898 | 3000 | 84 | 9 | 84 | 97 | -11 | 4 | 4.0 ft |  |  |  | No | No | No | No | No | [9 empty] | AC |  | 120 | 277 |  |  | 6668 | 45
Solid State Lighting | 5.1 | PJPHYPMY | Saylite/Texas Fluorescents Reinvented | Saylite | C48LY35WD(D,G,DALI,DEXAL,SR)MV30Koooo | Indoor Luminaires | Linear Ambient | Direct Linear Ambient Luminaires |  |  |  | Standard | [16 empty] | 2021-09-30 | Yes | Continuous Dimming to 10% or below | LLLC,Energy Monitoring,High End Trim | Multifunction Sensor, Sensor Receptacle, Daylight Sensing, Occupancy Sensing | 0-10V Analog, DALI, DMX, Phase Cut | Zigbee,Bluetooth,WiFi | No | No | Yes | Yes | Yes | Yes | Autani Energy Center, Avi-on, Douglas Dialog, Enlighted IOT System, Lutron- Vive, McWoing TruBlu, Nedap Luxon, Signify Easysense | Yes | Yes | No | Yes | Yes | Yes | Yes | No | Yes | Yes | Yes | No | RRRWGM | [10 empty] | 5488 | 156.79 | 35 | 10 | 0.994 | 3000 | 83 | 8 | 83 | 98 | -11 | 4 |  |  |  |  | No | No | No | No | No | [9 empty] | AC |  | 120 | 277 |  |  | 5488 | 35
Solid State Lighting | 5 | PJQ67Q8B | Saylite/Texas Fluorescents Reinvented | Saylite | CBF24LHF28W3800LDMV50K | Indoor Luminaires | Troffer | 2x4 Luminaires for Ambient Lighting of Interior Commercial Spaces |  |  |  | Standard | [16 empty] | 2017-02-03 | Yes | Continuous Dimming to 10% or below | [23 empty] | YYYBLA | [10 empty] | 4035 | 147.48 | 27.36 | 7.2 | 0.99 | 5000 | 84 | [13 empty] | No | [9 empty] | AC | Updated on 10/31/2019
Solid State Lighting | 5 | PJQ843RF | Saylite/Texas Fluorescents Reinvented | Saylite | FPELP22LED40DMVWH40 | Indoor Luminaires | Troffer | 2x2 Luminaires for Ambient Lighting of Interior Commercial Spaces |  |  |  | Standard | [16 empty] | 2016-09-15 | No | Continuous Dimming to 10% or below | [23 empty] | WWWAMH | [10 empty] | 5000 | 125.5 | 40 | 18.35 | 0.9252 | 4000 | 82.3 | [13 empty] | No | [9 empty] | AC | X is placeholder for the edge of the pabel that doesn't affect performance, Updated on 10/31/2019
Solid State Lighting | 5 | PJQARPTU | Saylite/Texas Fluorescents Reinvented | Saylite | CRSR96LT116W13400LDMVxxx40K | Indoor Luminaires | Linear Ambient | Direct Linear Ambient Luminaires |  |  |  | Standard | [16 empty] | 2017-06-12 | Yes | Continuous Dimming to 10% or below | [23 empty] | EAEEZR | [10 empty] | 14026 | 120.5 | 116.4 | 3.8 | 0.98 | 4000 | 84 |  |  |  |  | 8 | [8 empty] | No | [9 empty] | AC | Updated on 10/31/2019
Solid State Lighting | 5.1 | PJQY6O8R | Saylite/Texas Fluorescents Reinvented | Saylite | 209A96LY50WDMV30Koooo | Indoor Luminaires | Linear Ambient | Direct Linear Ambient Luminaires |  |  |  | Standard | [16 empty] | 2021-11-02 | No | Continuous Dimming to 10% or below | No Control Capability | No Sensor | 0-10V Analog | No Wireless Protocol | No | No | No | No | No | No |  | No | No | No | Yes | No | No | No | No | No | No | No | No | VVVZVR | [10 empty] | 7687 | 153.74 | 50 | 9.2 | 0.916 | 3000 | 84 | 10 | 84 | 97 | -11 | 8 | 8.0 ft |  |  |  | No | No | No | No | No | [9 empty] | AC |  | 120 | 277 |  |  | 7687 | 50
Solid State Lighting | 5 | PJRHQCXG | Saylite/Texas Fluorescents Reinvented | Saylite | C24LF28W3700LDMV50K | Indoor Luminaires | Linear Ambient | Direct Linear Ambient Luminaires |  |  |  | Standard | [16 empty] | 2017-03-24 | Yes | Continuous Dimming to 10% or below | [23 empty] | VAVWHV | [10 empty] | 3815 | 136.25 | 28 | 7.84 | 1 | 5000 | 83 |  |  |  |  | 2 | 2.0 ft | [7 empty] | No | [9 empty] | AC | Updated on 10/31/2019
Solid State Lighting | 5.1 | PJS1WS3Z | Saylite/Texas Fluorescents Reinvented | Saylite | S96LFRY50WD(D,G,DALI,DEXAL,SR)MV50Koooo | Indoor Luminaires | Linear Ambient | Direct Linear Ambient Luminaires |  |  |  | Standard | [16 empty] | 2021-09-30 | Yes | Continuous Dimming to 10% or below | LLLC,Energy Monitoring,High End Trim | Multifunction Sensor, Sensor Receptacle, Daylight Sensing, Occupancy Sensing | 0-10V Analog, DALI, DMX, Phase Cut | Zigbee,Bluetooth,WiFi | No | No | Yes | Yes | Yes | Yes | Autani Energy Center, Avi-on, Douglas Dialog, Enlighted IOT System, Lutron- Vive, McWoing TruBlu, Nedap Luxon, Signify Easysense | Yes | Yes | No | Yes | Yes | Yes | Yes | No | Yes | Yes | Yes | No | RRRWGM | [10 empty] | 7869 | 157.38 | 50 | 13.2 | 0.898 | 5000 | 83 | 12 | 82 | 97 | -12 | 8 |  |  |  |  | No | No | No | No | No | [9 empty] | AC |  | 120 | 277 |  |  | 7869 | 50
Solid State Lighting | 5.1 | PJSHC507 | Saylite/Texas Fluorescents Reinvented | Saylite | CITE48LFRY52WDMV40K | Indoor Luminaires | Linear Ambient | Direct Linear Ambient Luminaires |  |  |  | Standard | [16 empty] | 2021-04-28 | Yes | Continuous Dimming to 10% or below | Energy Monitoring, High-end Trim, Autani Energy Center, Avi-on, Douglas Dialog, Enlighted IOT System, Lutron- Vive, McWoing TruBlu, Nedap Luxon, Signify Easysense | Daylight Sensor, Occupancy Sensor, Multifunction Sensor, Integral Sensor Receptacle | 0-10V Analog,DALI,DMX | Zigbee, Bluetooth, Wifi | No | No | Yes | Yes | Yes | Yes | Autani Energy Center, Avi-on, Douglas Dialog, Enlighted IOT System, Lutron- Vive, McWoing TruBlu, Nedap Luxon, Signify Easysense | Yes | Yes | No | Yes | Yes | Yes | No | No | Yes | Yes | Yes |  | BBBFSF | [10 empty] | 8007.1 | 153.983 | 52 | 9.5 | 0.902 | 4000 | 84 | 10 | 84 | 98 | -11 | 4 | 4.0 ft |  |  |  | No | No | No | No | No | [9 empty] | AC |  | 120 | 277 |  |  | 8007.1 | 52
Solid State Lighting | 5 | PJSRRAQU | Saylite/Texas Fluorescents Reinvented | Saylite | CBF24LF48W6200LDMV35K | Indoor Luminaires | Troffer | 2x4 Luminaires for Ambient Lighting of Interior Commercial Spaces |  |  |  | Standard | [16 empty] | 2017-02-03 | Yes | Continuous Dimming to 10% or below | [23 empty] | YYYBKX | [10 empty] | 5860 | 122.08 | 48 | 8.5 | 0.99 | 3500 | 84 | [13 empty] | No | [9 empty] | AC | Updated on 10/31/2019
Solid State Lighting | 5 | PJSSCCDD | Saylite/Texas Fluorescents Reinvented | Saylite | 14CJ35W4300LW10DMV40K | Indoor Retrofit Kit | Troffer | Linear Retrofit Kits for 1x4 Luminaires | General Purpose |  |  | Standard | [16 empty] | 2018-05-25 | Yes | Continuous Dimming to 10% or below | [23 empty] | LLLBNI | [10 empty] | 4375 | 125 | 35 | 4.9 | 0.97 | 4000 | 83 | [13 empty] | No | [9 empty] | AC | Updated on 10/31/2019
Solid State Lighting | 5 | PJSYBQWP | Saylite/Texas Fluorescents Reinvented | Saylite | JSR48L36W4600LDMV30K | Indoor Luminaires | Linear Ambient | Direct Linear Ambient Luminaires |  |  | TRUE | Standard |  |  | 4639.7 | 128.2 | 36.19 | 18.34 | 0.9 | 2996 | 82.4 | [5 empty] | 5 | 50000 | 2016-09-30 | No | Not Dimmable | [23 empty] | WWWANL | [10 empty] | 4639.7 | 128.2 | 36.19 | 20 | 0.9 | 3000 | 82.2 |  |  |  |  | 4 | [8 empty] | No | [9 empty] | AC | Updated on 10/31/2019
Solid State Lighting | 5.1 | PJUK6UHY | Saylite/Texas Fluorescents Reinvented | Saylite | C48LFRY25WD(D,G,DALI,DEXAL,SR)MV50Koooo | Indoor Luminaires | Linear Ambient | Direct Linear Ambient Luminaires |  |  |  | Standard | [16 empty] | 2021-09-30 | Yes | Continuous Dimming to 10% or below | LLLC,Energy Monitoring,High End Trim | Multifunction Sensor, Sensor Receptacle, Daylight Sensing, Occupancy Sensing | 0-10V Analog, DALI, DMX, Phase Cut | Zigbee,Bluetooth,WiFi | No | No | Yes | Yes | Yes | Yes | Autani Energy Center, Avi-on, Douglas Dialog, Enlighted IOT System, Lutron- Vive, McWoing TruBlu, Nedap Luxon, Signify Easysense | Yes | Yes | No | Yes | Yes | Yes | Yes | No | Yes | Yes | Yes | No | RRRWGM | [10 empty] | 3935 | 157.38 | 25 | 13.2 | 0.898 | 5000 | 83 | 12 | 82 | 97 | -12 | 4 |  |  |  |  | No | No | No | No | No | [9 empty] | AC |  | 120 | 277 |  |  | 3935 | 25
Solid State Lighting | 5 | PJV2WW6V | Saylite/Texas Fluorescents Reinvented | Saylite | UCLL22LJ28W3150LDMV30K | Indoor Luminaires | Troffer | 2x2 Luminaires for Ambient Lighting of Interior Commercial Spaces |  |  |  | Standard | [16 empty] | 2018-07-18 | Not Yet Verified | Continuous Dimming to 10% or below | [23 empty] | ZZZBZX | [10 empty] | 3120.04 | 111.43 | 28 | 14 | 0.89 | 3000 | 82 | [6 empty] | TRUE | [6 empty] | No | [9 empty] | AC | Updated on 10/31/2019
Solid State Lighting | 5.1 | PJW5G345 | Saylite/Texas Fluorescents Reinvented | Saylite | C48LFRY50WD(D,G,DALI,DEXAL,SR)MV35Koooo | Indoor Luminaires | Linear Ambient | Direct Linear Ambient Luminaires |  |  |  | Standard | [16 empty] | 2021-09-30 | Yes | Continuous Dimming to 10% or below | LLLC,Energy Monitoring,High End Trim | Multifunction Sensor, Sensor Receptacle, Daylight Sensing, Occupancy Sensing | 0-10V Analog, DALI, DMX, Phase Cut | Zigbee,Bluetooth,WiFi | No | No | Yes | Yes | Yes | Yes | Autani Energy Center, Avi-on, Douglas Dialog, Enlighted IOT System, Lutron- Vive, McWoing TruBlu, Nedap Luxon, Signify Easysense | Yes | Yes | No | Yes | Yes | Yes | Yes | No | Yes | Yes | Yes | No | RRRWGM | [10 empty] | 7329 | 146.59 | 50 | 13.2 | 0.898 | 3500 | 84 | 9 | 83 | 98 | -11 | 4 |  |  |  |  | No | No | No | No | No | [9 empty] | AC |  | 120 | 277 |  |  | 7329 | 50
Solid State Lighting | 5 | PJX9471K | Saylite/Texas Fluorescents Reinvented | Saylite | UCLL22LJ24W2700LDMV40K | Indoor Luminaires | Troffer | 2x2 Luminaires for Ambient Lighting of Interior Commercial Spaces |  |  |  | Standard | [16 empty] | 2018-07-18 | Not Yet Verified | Continuous Dimming to 10% or below | [23 empty] | ZZZBZX | [10 empty] | 2771.38 | 115.47 | 24 | 14 | 0.89 | 4000 | 82 | [13 empty] | No | [9 empty] | AC | Updated on 10/31/2019
Solid State Lighting | 5 | PJXEZIY9 | Saylite/Texas Fluorescents Reinvented | Saylite | UCLL14LJ48W6000LDMV30K | Indoor Luminaires | Troffer | 1x4 Luminaires for Ambient Lighting of Interior Commercial Spaces |  |  |  | Standard | [16 empty] | 2018-07-18 | Not Yet Verified | Continuous Dimming to 10% or below | [23 empty] | ZZZBZX | [10 empty] | 5936.72 | 123.68 | 48 | 14 | 0.89 | 3000 | 82 | [6 empty] | TRUE | [6 empty] | No | [9 empty] | AC | Updated on 10/31/2019
Solid State Lighting | 5.1 | PJXQL8DE | Saylite/Texas Fluorescents Reinvented | Saylite | C24LY20WD(D,G,DALI,DEXAL,SR)MV40Koooo | Indoor Luminaires | Linear Ambient | Direct Linear Ambient Luminaires |  |  |  | Standard | [16 empty] | 2021-09-30 | Yes | Continuous Dimming to 10% or below | LLLC,Energy Monitoring,High End Trim | Multifunction Sensor, Sensor Receptacle, Daylight Sensing, Occupancy Sensing | 0-10V Analog, DALI, DMX, Phase Cut | Zigbee,Bluetooth,WiFi | No | No | Yes | Yes | Yes | Yes | Autani Energy Center, Avi-on, Douglas Dialog, Enlighted IOT System, Lutron- Vive, McWoing TruBlu, Nedap Luxon, Signify Easysense | Yes | Yes | No | Yes | Yes | Yes | Yes | No | Yes | Yes | Yes | No | RRRWGM | [10 empty] | 3249 | 162.46 | 20 | 13.3 | 0.905 | 4000 | 84 | 9 | 84 | 98 | -11 | 2 |  |  |  |  | No | No | No | No | No | [9 empty] | AC |  | 120 | 277 |  |  | 3249 | 20
Solid State Lighting | 5.1 | PJY1IADS | Saylite/Texas Fluorescents Reinvented | Saylite | 200A296LY80WDMV50Koooo | Indoor Luminaires | Linear Ambient | Direct Linear Ambient Luminaires |  |  |  | Standard | [16 empty] | 2021-11-02 | No | Continuous Dimming to 10% or below | No Control Capability | No Sensor | 0-10V Analog | No Wireless Protocol | No | No | No | No | No | No |  | No | No | No | Yes | No | No | No | No | No | No | No | No | VVVZVR | [10 empty] | 12855 | 160.69 | 80 | 13.2 | 0.898 | 5000 | 84 | 13 | 82 | 96 | -12 | 8 | 8.0 ft |  |  |  | No | No | No | No | No | [9 empty] | AC |  | 120 | 277 |  |  | 12855 | 40
Solid State Lighting | 5.1 | PJY3GWXL | Saylite/Texas Fluorescents Reinvented | Saylite | S96LFRY50WD(D,G,DALI,DEXAL,SR)MV35Koooo | Indoor Luminaires | Linear Ambient | Direct Linear Ambient Luminaires |  |  |  | Standard | [16 empty] | 2021-09-30 | Yes | Continuous Dimming to 10% or below | LLLC,Energy Monitoring,High End Trim | Multifunction Sensor, Sensor Receptacle, Daylight Sensing, Occupancy Sensing | 0-10V Analog, DALI, DMX, Phase Cut | Zigbee,Bluetooth,WiFi | No | No | Yes | Yes | Yes | Yes | Autani Energy Center, Avi-on, Douglas Dialog, Enlighted IOT System, Lutron- Vive, McWoing TruBlu, Nedap Luxon, Signify Easysense | Yes | Yes | No | Yes | Yes | Yes | Yes | No | Yes | Yes | Yes | No | RRRWGM | [10 empty] | 7706 | 154.12 | 50 | 13.2 | 0.898 | 3500 | 84 | 9 | 83 | 98 | -11 | 8 |  |  |  |  | No | No | No | No | No | [9 empty] | AC |  | 120 | 277 |  |  | 7706 | 50
Solid State Lighting | 5.1 | PJY8VIJR | Saylite/Texas Fluorescents Reinvented | Saylite | S24LFRY15WD(D,G,DALI,DEXAL,SR)MV40Koooo | Indoor Luminaires | Linear Ambient | Direct Linear Ambient Luminaires |  |  |  | Standard | [16 empty] | 2021-09-30 | Yes | Continuous Dimming to 10% or below | LLLC,Energy Monitoring,High End Trim | Multifunction Sensor, Sensor Receptacle, Daylight Sensing, Occupancy Sensing | 0-10V Analog, DALI, DMX, Phase Cut | Zigbee,Bluetooth,WiFi | No | No | Yes | Yes | Yes | Yes | Autani Energy Center, Avi-on, Douglas Dialog, Enlighted IOT System, Lutron- Vive, McWoing TruBlu, Nedap Luxon, Signify Easysense | Yes | Yes | No | Yes | Yes | Yes | Yes | No | Yes | Yes | Yes | No | RRRWGM | [10 empty] | 2345 | 152.64 | 15.36 | 13.4 | 0.904 | 4000 | 84 | 10 | 84 | 98 | -10 | 2 |  |  |  |  | No | No | No | No | No | [9 empty] | AC |  | 120 | 277 |  |  | 2345 | 15.36
Solid State Lighting | 5.1 | PJY8Z5I7 | Saylite/Texas Fluorescents Reinvented | Saylite | C96LY50WD(D,G,DALI,DEXAL,SR)MV30Koooo | Indoor Luminaires | Linear Ambient | Direct Linear Ambient Luminaires |  |  |  | Standard | [16 empty] | 2021-09-30 | Yes | Continuous Dimming to 10% or below | LLLC,Energy Monitoring,High End Trim | Multifunction Sensor, Sensor Receptacle, Daylight Sensing, Occupancy Sensing | 0-10V Analog, DALI, DMX, Phase Cut | Zigbee,Bluetooth,WiFi | No | No | Yes | Yes | Yes | Yes | Autani Energy Center, Avi-on, Douglas Dialog, Enlighted IOT System, Lutron- Vive, McWoing TruBlu, Nedap Luxon, Signify Easysense | Yes | Yes | No | Yes | Yes | Yes | Yes | No | Yes | Yes | Yes | No | RRRWGM | [10 empty] | 7929 | 158.59 | 50 | 13.2 | 0.898 | 3000 | 84 | 9 | 83 | 98 | -11 | 8 |  |  |  |  | No | No | No | No | No | [9 empty] | AC |  | 120 | 277 |  |  | 7929 | 50
Solid State Lighting | 5.1 | PJYF7S8M | Saylite/Texas Fluorescents Reinvented | Saylite | 8RB(421 or 501)LY100WD(D,G,DALI,DEXAL,SR)MV50Koooo | Indoor Retrofit Kit | Linear Ambient | Retrofit Kits for Direct Linear Ambient Luminaires | Luminaire Specific |  |  | Standard | [16 empty] | 2021-09-30 | Yes | Continuous Dimming to 10% or below | LLLC,Energy Monitoring,High End Trim | Multifunction Sensor, Sensor Receptacle, Daylight Sensing, Occupancy Sensing | 0-10V Analog, DALI, DMX, Phase Cut | Zigbee,Bluetooth,WiFi | No | No | Yes | Yes | Yes | Yes | Autani Energy Center, Avi-on, Douglas Dialog, Enlighted IOT System, Lutron- Vive, McWoing TruBlu, Nedap Luxon, Signify Easysense | Yes | Yes | No | Yes | Yes | Yes | Yes | No | Yes | Yes | Yes | No | RRRWGM | [10 empty] | 16326 | 163.26 | 100 | 10 | 0.994 | 5000 | 82 | 10 | 81 | 97 | -12 | 8 |  |  |  |  | No | No | No | No | No | [9 empty] | AC |  | 120 | 277 |  |  | 16326 | 100
Solid State Lighting | 5 | PJZZVFSS | Saylite/Texas Fluorescents Reinvented | Saylite | HIS24LFR165W21450LDMV57K | Indoor Luminaires | High-Bay | High-Bay Luminaires for Commercial and Industrial Buildings |  |  |  | Premium | [16 empty] | 2017-01-17 | No | Continuous Dimming to 10% or below | [23 empty] | YYYBHR | [10 empty] | 21911 | 134.59 | 162.8 | 8.13 | 0.96 | 5700 | 83.3 | [13 empty] | No | [9 empty] | AC | Updated on 10/31/2019
Solid State Lighting | 5.1 | PK02FJGJ | Saylite/Texas Fluorescents Reinvented | Saylite | 207A248LY35WDMV40Koooo | Indoor Luminaires | Linear Ambient | Direct Linear Ambient Luminaires |  |  |  | Standard | [16 empty] | 2021-11-02 | No | Continuous Dimming to 10% or below | No Control Capability | No Sensor | 0-10V Analog | No Wireless Protocol | No | No | No | No | No | No |  | No | No | No | Yes | No | No | No | No | No | No | No | No | VVVZVR | [10 empty] | 5671 | 162.02 | 35 | 13.2 | 0.898 | 4000 | 84 | 9 | 84 | 97 | -11 | 4 | 4.0 ft |  |  |  | No | No | No | No | No | [9 empty] | AC |  | 120 | 277 |  |  | 5671 | 35
Solid State Lighting | 5.1 | PK17GOFS | Saylite/Texas Fluorescents Reinvented | Saylite | S96LY60WD(D,G,DALI,DEXAL,SR)MV40Koooo | Indoor Luminaires | Linear Ambient | Direct Linear Ambient Luminaires |  |  |  | Standard | [16 empty] | 2021-09-30 | Yes | Continuous Dimming to 10% or below | LLLC,Energy Monitoring,High End Trim | Multifunction Sensor, Sensor Receptacle, Daylight Sensing, Occupancy Sensing | 0-10V Analog, DALI, DMX, Phase Cut | Zigbee,Bluetooth,WiFi | No | No | Yes | Yes | Yes | Yes | Autani Energy Center, Avi-on, Douglas Dialog, Enlighted IOT System, Lutron- Vive, McWoing TruBlu, Nedap Luxon, Signify Easysense | Yes | Yes | No | Yes | Yes | Yes | Yes | No | Yes | Yes | Yes | No | RRRWGM | [10 empty] | 10377 | 169.34 | 61.28 | 10 | 0.994 | 4000 | 83 | 8 | 83 | 98 | -11 | 8 |  |  |  |  | No | No | No | No | No | [9 empty] | AC |  | 120 | 277 |  |  | 10377 | 61.28
Solid State Lighting | 5.1 | PK25VE3Q | Saylite/Texas Fluorescents Reinvented | Saylite | 8RB(421 or 501)LY80WD(D,G,DALI,DEXAL,SR)MV40Koooo | Indoor Retrofit Kit | Linear Ambient | Retrofit Kits for Direct Linear Ambient Luminaires | Luminaire Specific |  |  | Standard | [16 empty] | 2021-09-30 | Yes | Continuous Dimming to 10% or below | LLLC,Energy Monitoring,High End Trim | Multifunction Sensor, Sensor Receptacle, Daylight Sensing, Occupancy Sensing | 0-10V Analog, DALI, DMX, Phase Cut | Zigbee,Bluetooth,WiFi | No | No | Yes | Yes | Yes | Yes | Autani Energy Center, Avi-on, Douglas Dialog, Enlighted IOT System, Lutron- Vive, McWoing TruBlu, Nedap Luxon, Signify Easysense | Yes | Yes | No | Yes | Yes | Yes | Yes | No | Yes | Yes | Yes | No | RRRWGM | [10 empty] | 13304 | 166.3 | 80 | 10 | 0.994 | 4000 | 83 | 8 | 83 | 98 | -11 | 8 |  |  |  |  | No | No | No | No | No | [9 empty] | AC |  | 120 | 277 |  |  | 13304 | 80
Solid State Lighting | 5 | PK31H5DJ | Saylite/Texas Fluorescents Reinvented | Saylite/Texas Fluorescents reinvented | LWD3SF36LQ19W3000LDMV35KWH[PI1,PI2,PI3D,WP,WP10,EM] | Indoor Retrofit Kit | Linear Ambient | Retrofit Kits for Direct Linear Ambient Luminaires | General Purpose |  |  | Premium | [16 empty] | 2019-11-21 | No | Continuous Dimming to 10% or below | [23 empty] | XXXDRT | [10 empty] | 2974 | 151 | 19.7 | 6 | 0.97 | 3500 | 84 |  |  |  |  | 3 | 3.0 ft | [7 empty] | No | [9 empty] | AC |  | 120 | 277 |  |  | 2974 | 19.7
Solid State Lighting | 5 | PK3UXXE9 | Saylite/Texas Fluorescents Reinvented | Saylite | HIS24LFR105W13650LDMV50K | Indoor Luminaires | High-Bay | High-Bay Luminaires for Commercial and Industrial Buildings |  |  |  | Premium | [16 empty] | 2017-01-17 | No | Continuous Dimming to 10% or below | [23 empty] | YYYBHQ | [10 empty] | 14131 | 131.21 | 107.7 | 7.97 | 0.96 | 5000 | 82 | [13 empty] | No | [9 empty] | AC | Updated on 10/31/2019
Solid State Lighting | 5 | PK4SUWB3 | Saylite/Texas Fluorescents Reinvented | Saylite | 131A14LF40W4600LDMV50K | Indoor Luminaires | Troffer | 1x4 Luminaires for Ambient Lighting of Interior Commercial Spaces |  |  |  | Standard | [16 empty] | 2017-02-03 | Yes | Continuous Dimming to 10% or below | [23 empty] | YYYBLB | [10 empty] | 4730 | 118.25 | 40 | 5 | 1 | 5000 | 83 | [13 empty] | No | [9 empty] | AC | Updated on 10/31/2019
Solid State Lighting | 5 | PK5DSEDZ | Saylite/Texas Fluorescents Reinvented | Saylite | FPELP22LED40MVWH35 | Indoor Luminaires | Troffer | 2x2 Luminaires for Ambient Lighting of Interior Commercial Spaces |  |  | TRUE | Standard |  |  | 4810 | 120.25 | 40 | 18.56 | 0.9252 | 3319 | 82.4 | [5 empty] | 5 | 50000 | 2016-09-15 | No | Not Dimmable | [23 empty] | WWWAMH | [10 empty] | 4800 | 120 | 40 | 18.35 | 0.9252 | 3500 | 82.3 | [13 empty] | No | [9 empty] | AC | X is placeholder for the edge of the pabel that doesn't affect performance, Updated on 10/31/2019
Solid State Lighting | 5 | PK5W0PE0 | Saylite/Texas Fluorescents Reinvented | Saylite | 131A22LJ28W3200LDMV30K | Indoor Luminaires | Troffer | 2x2 Luminaires for Ambient Lighting of Interior Commercial Spaces |  |  |  | Standard | [16 empty] | 2018-05-25 | Yes | Continuous Dimming to 10% or below | [23 empty] | LLLBNI | [10 empty] | 2997 | 107.419 | 27.9 | 8.2 | 0.95 | 3000 | 82 | [6 empty] | TRUE | [6 empty] | No | [9 empty] | AC | Updated on 10/31/2019
Solid State Lighting | 5.1 | PK6DTK26 | Saylite/Texas Fluorescents Reinvented | Saylite | C48LFRY25WD(D,G,DALI,DEXAL,SR)MV30Koooo | Indoor Luminaires | Linear Ambient | Direct Linear Ambient Luminaires |  |  |  | Standard | [16 empty] | 2021-09-30 | Yes | Continuous Dimming to 10% or below | LLLC,Energy Monitoring,High End Trim | Multifunction Sensor, Sensor Receptacle, Daylight Sensing, Occupancy Sensing | 0-10V Analog, DALI, DMX, Phase Cut | Zigbee,Bluetooth,WiFi | No | No | Yes | Yes | Yes | Yes | Autani Energy Center, Avi-on, Douglas Dialog, Enlighted IOT System, Lutron- Vive, McWoing TruBlu, Nedap Luxon, Signify Easysense | Yes | Yes | No | Yes | Yes | Yes | Yes | No | Yes | Yes | Yes | No | RRRWGM | [10 empty] | 3676 | 147.04 | 25 | 13.2 | 0.898 | 3000 | 84 | 9 | 83 | 98 | -11 | 4 |  |  |  |  | No | No | No | No | No | [9 empty] | AC |  | 120 | 277 |  |  | 3676 | 25
Solid State Lighting | 5 | PK81GRA2 | Saylite/Texas Fluorescents Reinvented | Saylite | SS213A48LE30W4100LDMV35K-xx | Outdoor Luminaires | Low Output | Stairwell and Passageway Luminaires |  |  |  | Premium | [16 empty] | 2017-02-03 | Yes | Continuous Dimming to 10% or below | [23 empty] | YYYBKU | [10 empty] | 3953.06 | 135.05 | 29.27 | 18.1 | 0.91 | 3500 | 82 | [13 empty] | No | [9 empty] | AC | Updated on 10/31/2019
Solid State Lighting | 5.1 | PK82NIXV | Saylite/Texas Fluorescents Reinvented | Saylite | 200A296LY40WDMV40Koooo | Indoor Luminaires | Linear Ambient | Direct Linear Ambient Luminaires |  |  |  | Standard | [16 empty] | 2021-11-02 | No | Continuous Dimming to 10% or below | No Control Capability | No Sensor | 0-10V Analog | No Wireless Protocol | No | No | No | No | No | No |  | No | No | No | Yes | No | No | No | No | No | No | No | No | VVVZVR | [10 empty] | 6615 | 165.37 | 40 | 9.2 | 0.916 | 4000 | 84 | 10 | 84 | 97 | -11 | 8 | 8.0 ft |  |  |  | No | No | No | No | No | [9 empty] | AC |  | 120 | 277 |  |  | 6615 | 40
Solid State Lighting | 5.1 | PK88M37U | Saylite/Texas Fluorescents Reinvented | Saylite | C24LY15WD(D,G,DALI,DEXAL,SR)MV40Koooo | Indoor Luminaires | Linear Ambient | Direct Linear Ambient Luminaires |  |  |  | Standard | [16 empty] | 2021-09-30 | Yes | Continuous Dimming to 10% or below | LLLC,Energy Monitoring,High End Trim | Multifunction Sensor, Sensor Receptacle, Daylight Sensing, Occupancy Sensing | 0-10V Analog, DALI, DMX, Phase Cut | Zigbee,Bluetooth,WiFi | No | No | Yes | Yes | Yes | Yes | Autani Energy Center, Avi-on, Douglas Dialog, Enlighted IOT System, Lutron- Vive, McWoing TruBlu, Nedap Luxon, Signify Easysense | Yes | Yes | No | Yes | Yes | Yes | Yes | No | Yes | Yes | Yes | No | RRRWGM | [10 empty] | 2537 | 164.93 | 15.38 | 13.3 | 0.905 | 4000 | 84 | 9 | 84 | 98 | -11 | 2 |  |  |  |  | No | No | No | No | No | [9 empty] | AC |  | 120 | 277 |  |  | 2537 | 15.38
Solid State Lighting | 5.1 | PK8HIF97 | Saylite/Texas Fluorescents Reinvented | Saylite | 207A248LY50WDMV30Koooo | Indoor Luminaires | Linear Ambient | Direct Linear Ambient Luminaires |  |  |  | Standard | [16 empty] | 2021-11-02 | No | Continuous Dimming to 10% or below | No Control Capability | No Sensor | 0-10V Analog | No Wireless Protocol | No | No | No | No | No | No |  | No | No | No | Yes | No | No | No | No | No | No | No | No | VVVZVR | [10 empty] | 7328 | 146.57 | 50 | 13.2 | 0.898 | 3000 | 84 | 9 | 84 | 97 | -11 | 4 | 4.0 ft |  |  |  | No | No | No | No | No | [9 empty] | AC |  | 120 | 277 |  |  | 7328 | 50
Solid State Lighting | 5 | PK9UGMUJ | Saylite/Texas Fluorescents Reinvented | Saylite | 209A24LF28W3400LDMV50K | Indoor Luminaires | Linear Ambient | Direct Linear Ambient Luminaires |  |  |  | Standard | [16 empty] | 2017-03-24 | Yes | Continuous Dimming to 10% or below | [23 empty] | VAVWHW | [10 empty] | 3570 | 127.5 | 28 | 11.1 | 0.96 | 5000 | 83 |  |  |  |  | 2 | 2.0 ft | [7 empty] | No | [9 empty] | AC | Updated on 10/31/2019
Solid State Lighting | 5 | PKA6FWB1 | Saylite/Texas Fluorescents Reinvented | Saylite | HBIP24L220W29370LMV40K | Indoor Luminaires | High-Bay | High-Bay Luminaires for Commercial and Industrial Buildings |  |  | TRUE | Standard |  |  | 26036.3 | 124.76 | 208.69 | 8 | 0.976 | 4010 | 83.7 | [5 empty] | 5 | 90000 | 2016-07-13 | No | Not Dimmable | [23 empty] | LLLAOB | [10 empty] | 28600 | 130 | 220 | 20 | 0.9 | 4000 | 80 | [13 empty] | No | [9 empty] | AC | Updated on 10/31/2019
Solid State Lighting | 5 | PKA9FA7F | Saylite/Texas Fluorescents Reinvented | Saylite | CBF24LF30W4100LDMV30K | Indoor Luminaires | Troffer | 2x4 Luminaires for Ambient Lighting of Interior Commercial Spaces |  |  |  | Standard | [16 empty] | 2017-02-03 | Yes | Continuous Dimming to 10% or below | [23 empty] | YYYBKX | [10 empty] | 3830 | 127.67 | 30 | 8.5 | 0.99 | 3000 | 84 | [6 empty] | TRUE | [6 empty] | No | [9 empty] | AC | Updated on 10/31/2019
Solid State Lighting | 5.1 | PKBSODLJ | Saylite/Texas Fluorescents Reinvented | Saylite | 207A248LY15WDMV35Koooo | Indoor Luminaires | Linear Ambient | Direct Linear Ambient Luminaires |  |  |  | Standard | [16 empty] | 2021-11-02 | No | Continuous Dimming to 10% or below | No Control Capability | No Sensor | 0-10V Analog | No Wireless Protocol | No | No | No | No | No | No |  | No | No | No | Yes | No | No | No | No | No | No | No | No | VVVZVR | [10 empty] | 2467 | 162.75 | 15.2 | 9.2 | 0.916 | 3500 | 84 | 10 | 84 | 97 | -11 | 4 | 4.0 ft |  |  |  | No | No | No | No | No | [9 empty] | AC |  | 120 | 277 |  |  | 2467 | 15.2
Solid State Lighting | 5.1 | PKBXG6DB | Saylite/Texas Fluorescents Reinvented | Saylite | (SS,SV,SD,SM)UCLL24LY25W(D,G,DALI,DEXAL,SR)(MV or 120)50Koooo | Indoor Luminaires | Troffer | 2x4 Luminaires for Ambient Lighting of Interior Commercial Spaces |  |  |  | Premium | [16 empty] | 2021-07-29 | Yes | Continuous Dimming to 10% or below | Autani Energy Center, Avi-on, Douglas Dialog, Enlighted IOT System, Lutron- Vive, McWoing TruBlu, Nedap Luxon, Signify Easysense | Multifunction Sensor,Sensor Receptacle,Daylight Sensor,Occupancy Sensing | 0-10V Analog,DALI,DMX | Zigbee,Bluetooth,WiFi | No | No | Yes | Yes | Yes | Yes | Autani Energy Center, Avi-on, Douglas Dialog, Enlighted IOT System, Lutron- Vive, McWoing TruBlu, Nedap Luxon, Signify Easysense | No | No | No | Yes | Yes | Yes | No |  | Yes | Yes | Yes | No | JJJOWA | [10 empty] | 3836.43 | 153.457 | 25 | 11.2 | 0.949 | 5000 | 82 | 10 | 81 | 96 | -12 | [5 empty] | No | No | No | No | No | [9 empty] | AC |  | 120 | 277 |  |  | 3836.43 | 25
Solid State Lighting | 5.1 | PKC0DSN6 | Saylite/Texas Fluorescents Reinvented | Saylite | CITE48LRFY35WDMV35K | Indoor Luminaires | Linear Ambient | Direct Linear Ambient Luminaires |  |  |  | Standard | [16 empty] | 2021-04-28 | Yes | Continuous Dimming to 10% or below | Energy Monitoring, High-end Trim, Autani Energy Center, Avi-on, Douglas Dialog, Enlighted IOT System, Lutron- Vive, McWoing TruBlu, Nedap Luxon, Signify Easysense | Daylight Sensor, Occupancy Sensor, Multifunction Sensor, Integral Sensor Receptacle | 0-10V Analog,DALI,DMX | Zigbee, Bluetooth, Wifi | No | No | Yes | Yes | Yes | Yes | Autani Energy Center, Avi-on, Douglas Dialog, Enlighted IOT System, Lutron- Vive, McWoing TruBlu, Nedap Luxon, Signify Easysense | Yes | Yes | No | Yes | Yes | Yes | No | No | Yes | Yes | Yes |  | BBBFSF | [10 empty] | 5067.8 | 144.794 | 35 | 9.5 | 0.902 | 3500 | 84 | 10 | 84 | 98 | -11 | 4 | 4.0 ft |  |  |  | No | No | No | No | No | [9 empty] | AC |  | 120 | 277 |  |  | 5067.8 | 35
Solid State Lighting | 5 | PKC1C4DW | Saylite/Texas Fluorescents Reinvented | Saylite | CBF24LHF40W5400LDMV35K | Indoor Luminaires | Troffer | 2x4 Luminaires for Ambient Lighting of Interior Commercial Spaces |  |  |  | Standard | [16 empty] | 2017-02-03 | Yes | Continuous Dimming to 10% or below | [23 empty] | YYYBLA | [10 empty] | 5280 | 132 | 40 | 7.2 | 0.99 | 3500 | 84 | [13 empty] | No | [9 empty] | AC | Updated on 10/31/2019
Solid State Lighting | 5 | PKCHB7YT | Saylite/Texas Fluorescents Reinvented | Saylite | 22CJ35W3900LW10DMV30K | Indoor Retrofit Kit | Troffer | Linear Retrofit Kits for 2x2 Luminaires | General Purpose |  |  | Standard | [16 empty] | 2018-05-25 | Yes | Continuous Dimming to 10% or below | [23 empty] | LLLBNI | [10 empty] | 3566 | 103.965 | 34.3 | 8.2 | 0.95 | 3000 | 82 | [6 empty] | TRUE | [6 empty] | No | [9 empty] | AC | Updated on 10/31/2019
Solid State Lighting | 5.1 | PKD5I18A | Saylite/Texas Fluorescents Reinvented | Saylite | CITE96LRFY70WDMV40K | Indoor Luminaires | Linear Ambient | Direct Linear Ambient Luminaires |  |  |  | Standard | [16 empty] | 2021-04-28 | Yes | Continuous Dimming to 10% or below | Energy Monitoring, High-end Trim, Autani Energy Center, Avi-on, Douglas Dialog, Enlighted IOT System, Lutron- Vive, McWoing TruBlu, Nedap Luxon, Signify Easysense | Daylight Sensor, Occupancy Sensor, Multifunction Sensor, Integral Sensor Receptacle | 0-10V Analog,DALI,DMX | Zigbee, Bluetooth, Wifi | No | No | Yes | Yes | Yes | Yes | Autani Energy Center, Avi-on, Douglas Dialog, Enlighted IOT System, Lutron- Vive, McWoing TruBlu, Nedap Luxon, Signify Easysense | Yes | Yes | No | Yes | Yes | Yes | No | No | Yes | Yes | Yes |  | BBBFSF | [10 empty] | 10350.4 | 147.863 | 70 | 9.5 | 0.902 | 4000 | 84 | 10 | 84 | 98 | -11 | 8 | 8.0 ft |  |  |  | No | No | No | No | No | [9 empty] | AC |  | 120 | 277 |  |  | 10350.4 | 70
Solid State Lighting | 5 | PKDQEYU4 | Saylite/Texas Fluorescents Reinvented | Saylite | 555A48LF57W6900LDMV40K | Indoor Luminaires | Linear Ambient | Direct Linear Ambient Luminaires |  |  |  | Standard | [16 empty] | 2017-02-03 | Yes | Continuous Dimming to 10% or below | [23 empty] | YYYBKU | [10 empty] | 6858 | 118.32 | 57.96 | 7.6 | 0.99 | 4000 | 82 |  |  |  |  | 4 | 4.0 ft | [7 empty] | No | [9 empty] | AC | Only qualified in ceiling-mounted configuration, Updated on 10/31/2019
Solid State Lighting | 5 | PKEEZA5H | Saylite/Texas Fluorescents Reinvented | Saylite | ZZ-SER FR 48L T36W4500L DMV 40K WH-YY | Indoor Luminaires | Linear Ambient | Direct Linear Ambient Luminaires |  |  |  | Standard | [16 empty] | 2019-06-25 | Yes | Continuous Dimming to 10% or below | [23 empty] | HHHDIW | [10 empty] | 4439 | 129.95 | 34.16 | 9.89 | 0.992 | 4050 | 82.7 |  |  |  |  | 4 | 4.0 ft | [7 empty] | No | [9 empty] | AC | Updated on 10/31/2019 | 108 | 305 |  |  | 4439 | 34.16
Solid State Lighting | 5.1 | PKFJ205Y | Saylite/Texas Fluorescents Reinvented | Saylite | 200A296LY90WDMV35Koooo | Indoor Luminaires | Linear Ambient | Direct Linear Ambient Luminaires |  |  |  | Standard | [16 empty] | 2021-11-02 | No | Continuous Dimming to 10% or below | No Control Capability | No Sensor | 0-10V Analog | No Wireless Protocol | No | No | No | No | No | No |  | No | No | No | Yes | No | No | No | No | No | No | No | No | VVVZVR | [10 empty] | 14028 | 155.87 | 90 | 13.2 | 0.898 | 3500 | 84 | 9 | 84 | 97 | -11 | 8 | 8.0 ft |  |  |  | No | No | No | No | No | [9 empty] | AC |  | 120 | 277 |  |  | 14028 | 45
Solid State Lighting | 5 | PKGI59CJ | Saylite/Texas Fluorescents Reinvented | Saylite | 131A22LJ35W3900LDMV35K | Indoor Luminaires | Troffer | 2x2 Luminaires for Ambient Lighting of Interior Commercial Spaces |  |  |  | Standard | [16 empty] | 2018-05-25 | Yes | Continuous Dimming to 10% or below | [23 empty] | LLLBNI | [10 empty] | 3821 | 111.399 | 34.3 | 8.2 | 0.95 | 3500 | 82 | [13 empty] | No | [9 empty] | AC | Updated on 10/31/2019
Solid State Lighting | 5.1 | PKHNGDOX | Saylite/Texas Fluorescents Reinvented | Saylite | CITE96LRFY108WDMV40K | Indoor Luminaires | Linear Ambient | Direct Linear Ambient Luminaires |  |  |  | Standard | [16 empty] | 2021-04-28 | Yes | Continuous Dimming to 10% or below | Energy Monitoring, High-end Trim, Autani Energy Center, Avi-on, Douglas Dialog, Enlighted IOT System, Lutron- Vive, McWoing TruBlu, Nedap Luxon, Signify Easysense | Daylight Sensor, Occupancy Sensor, Multifunction Sensor, Integral Sensor Receptacle | 0-10V Analog,DALI,DMX | Zigbee, Bluetooth, Wifi | No | No | Yes | Yes | Yes | Yes | Autani Energy Center, Avi-on, Douglas Dialog, Enlighted IOT System, Lutron- Vive, McWoing TruBlu, Nedap Luxon, Signify Easysense | Yes | Yes | No | Yes | Yes | Yes | No | No | Yes | Yes | Yes |  | BBBFSF | [10 empty] | 15167.8 | 144.044 | 105.3 | 9.5 | 0.902 | 4000 | 84 | 10 | 84 | 98 | -11 | 8 | 8.0 ft |  |  |  | No | No | No | No | No | [9 empty] | AC |  | 120 | 277 |  |  | 15167.8 | 105.3
Solid State Lighting | 5 | PKHRF3TP | Saylite/Texas Fluorescents Reinvented | Saylite | CBF22LHF24W3000LDMV40K | Indoor Luminaires | Troffer | 2x2 Luminaires for Ambient Lighting of Interior Commercial Spaces |  |  |  | Premium | [16 empty] | 2017-02-03 | Yes | Continuous Dimming to 10% or below | [23 empty] | YYYBKY | [10 empty] | 3045 | 128.6 | 23.67 | 3.8 | 1 | 4000 | 84 | [13 empty] | No | [9 empty] | AC | Updated on 10/31/2019
Solid State Lighting | 5 | PKJ1POYV | Saylite/Texas Fluorescents Reinvented | Fleco Industries | HIL24LX70W10000LDMV35Koooo (except WG) | Indoor Luminaires | High-Bay | High-Bay Luminaires for Commercial and Industrial Buildings |  |  |  | Premium | [16 empty] | 2020-06-23 | Yes | Continuous Dimming to 10% or below | [23 empty] | TTTVRK | [10 empty] | 10275 | 153.358 | 67 | 9.6 | 0.961 | 3500 | 83 | [13 empty] | No | [9 empty] | AC |  | 120 | 277 |  |  | 10275 | 67
Solid State Lighting | 5 | PKJUZTE9 | Saylite/Texas Fluorescents Reinvented | Saylite | C48LF57W6400LDMV30K | Indoor Luminaires | Linear Ambient | Direct Linear Ambient Luminaires |  |  |  | Standard | [16 empty] | 2015-12-07 | Not Yet Verified | Continuous Dimming to 10% or below | [23 empty] | KKKYLT | [10 empty] | 6400 | 112 | 57 | 5.65 | 0.996 | 3000 | 84 | [6 empty] | TRUE | [6 empty] | No | [9 empty] | AC | Updated on 10/31/2019
Solid State Lighting | 5 | PKJW382H | Saylite/Texas Fluorescents Reinvented | Saylite | RKCB22L36W4680LDMV35K | Indoor Retrofit Kit | Troffer | Integrated Retrofit Kits for 2x2 Luminaires | General Purpose |  | TRUE | Premium |  |  | 5004.2 | 136.95 | 36.54 | 13.29 | 0.9373 | 3472 | 83.3 | [5 empty] | 5 | 50000 | 2016-08-09 | No | Continuous Dimming to 10% or below | [23 empty] | JJJLTA | [10 empty] | 5000 | 135 | 36 | 20 | 0.9 | 3500 | 83.1 | [13 empty] | No | [9 empty] | AC | Updated on 10/31/2019
Solid State Lighting | 5.1 | PKK2RAOG | Saylite/Texas Fluorescents Reinvented | Saylite | 207A248LY25WDMV50Koooo | Indoor Luminaires | Linear Ambient | Direct Linear Ambient Luminaires |  |  |  | Standard | [16 empty] | 2021-11-02 | No | Continuous Dimming to 10% or below | No Control Capability | No Sensor | 0-10V Analog | No Wireless Protocol | No | No | No | No | No | No |  | No | No | No | Yes | No | No | No | No | No | No | No | No | VVVZVR | [10 empty] | 4114 | 164.55 | 25 | 9.2 | 0.916 | 5000 | 84 | 13 | 82 | 96 | -12 | 4 | 4.0 ft |  |  |  | No | No | No | No | No | [9 empty] | AC |  | 120 | 277 |  |  | 4114 | 25
Solid State Lighting | 5 | PKKU9HKH | Saylite/Texas Fluorescents Reinvented | Saylite | C48LFRF48W6000LDMV35K | Indoor Luminaires | Linear Ambient | Direct Linear Ambient Luminaires |  |  |  | Standard | [16 empty] | 2017-02-03 | Yes | Continuous Dimming to 10% or below | [23 empty] | YYYBLC | [10 empty] | 5765 | 120.1 | 48 | 5.14 | 1 | 3500 | 84 |  |  |  |  | 4 | 4.0 ft | [7 empty] | No | [9 empty] | AC | Updated on 10/31/2019
Solid State Lighting | 5.1 | PKMS74P6 | Saylite/Texas Fluorescents Reinvented | Saylite | (SS,SV,SD,SM)CBF24LY40WDMV35Koooo | Indoor Luminaires | Troffer | 2x4 Luminaires for Ambient Lighting of Interior Commercial Spaces |  |  |  | Standard | [16 empty] | 2021-07-29 | Yes | Continuous Dimming to 10% or below | Autani Energy Center, Avi-on, Douglas Dialog, Enlighted IOT System, Lutron- Vive, McWoing TruBlu, Nedap Luxon, Signify Easysense | Multifunction Sensor,Sensor Receptacle,Daylight Sensor,Occupancy Sensing | 0-10V Analog | Zigbee,Bluetooth,WiFi | No | No | Yes | Yes | Yes | Yes | Autani Energy Center, Avi-on, Douglas Dialog, Enlighted IOT System, Lutron- Vive, McWoing TruBlu, Nedap Luxon, Signify Easysense | No | No | No | Yes | No | No | No |  | Yes | Yes | Yes | No | JJJOWB | [10 empty] | 5650.26 | 141.257 | 40 | 10.3 | 0.953 | 3500 | 83 | 9 | 84 | 97 | -11 | [5 empty] | No | No | No | No | No | [9 empty] | AC |  | 120 | 277 |  |  | 5650.26 | 40
Solid State Lighting | 5 | PKNYQ6C5 | Saylite/Texas Fluorescents Reinvented | Saylite | 209A24LF12W1600LDMV30K | Indoor Luminaires | Linear Ambient | Direct Linear Ambient Luminaires |  |  | TRUE | Standard |  |  | 1587.1 | 127 | 12.496 | 13.1 | 0.976 | 3105 | 84 | [5 empty] | 5 | 50000 | 2017-03-24 | Yes | Continuous Dimming to 10% or below | [23 empty] | VAVWHW | [10 empty] | 1587.1 | 126.97 | 12.5 | 13.1 | 0.98 | 3000 | 84 |  |  |  |  | 2 | 2.0 ft | TRUE | [6 empty] | No | [9 empty] | AC | Updated on 10/31/2019
Solid State Lighting | 5.1 | PKOQJL0X | Saylite/Texas Fluorescents Reinvented | Saylite | S96LY40WD(D,G,DALI,DEXAL,SR)MV40Koooo | Indoor Luminaires | Linear Ambient | Direct Linear Ambient Luminaires |  |  |  | Standard | [16 empty] | 2021-09-30 | Yes | Continuous Dimming to 10% or below | LLLC,Energy Monitoring,High End Trim | Multifunction Sensor, Sensor Receptacle, Daylight Sensing, Occupancy Sensing | 0-10V Analog, DALI, DMX, Phase Cut | Zigbee,Bluetooth,WiFi | No | No | Yes | Yes | Yes | Yes | Autani Energy Center, Avi-on, Douglas Dialog, Enlighted IOT System, Lutron- Vive, McWoing TruBlu, Nedap Luxon, Signify Easysense | Yes | Yes | No | Yes | Yes | Yes | Yes | No | Yes | Yes | Yes | No | RRRWGM | [10 empty] | 6807 | 170.17 | 40 | 13.2 | 0.898 | 4000 | 84 | 9 | 83 | 98 | -11 | 8 |  |  |  |  | No | No | No | No | No | [9 empty] | AC |  | 120 | 277 |  |  | 6807 | 40
Solid State Lighting | 5 | PKP2DEGQ | Saylite/Texas Fluorescents Reinvented | Saylite | 209A48LF23W2650LDMV40K | Indoor Luminaires | Troffer | 1x4 Luminaires for Ambient Lighting of Interior Commercial Spaces |  |  |  | Standard | [16 empty] | 2015-08-24 | Not Yet Verified | Continuous Dimming to 10% or below | [23 empty] | UUUUTB | [10 empty] | 2646 | 115 | 23 | 20 | 0.9 | 4000 | 85 | [13 empty] | No | [9 empty] | AC | Updated on 10/31/2019
Solid State Lighting | 5 | PKPXRK61 | Saylite/Texas Fluorescents Reinvented | Saylite | C24LFRF24W3000LDMV50K | Indoor Luminaires | Linear Ambient | Direct Linear Ambient Luminaires |  |  |  | Standard | [16 empty] | 2017-03-24 | Yes | Continuous Dimming to 10% or below | [23 empty] | VAVWHV | [10 empty] | 3070 | 127.92 | 24 | 10.5 | 0.99 | 5000 | 83 |  |  |  |  | 2 | 2.0 ft | [7 empty] | No | [9 empty] | AC | Updated on 10/31/2019
Solid State Lighting | 5 | PKQDYEM7 | Saylite/Texas Fluorescents Reinvented | Saylite | C96LFRF97W11900LDMV30K | Indoor Luminaires | Linear Ambient | Direct Linear Ambient Luminaires |  |  |  | Standard | [16 empty] | 2017-02-03 | Yes | Continuous Dimming to 10% or below | [23 empty] | YYYBLC | [10 empty] | 11335 | 116.86 | 97 | 5.14 | 1 | 3000 | 84 |  |  |  |  | 8 | 8.0 ft | TRUE | [6 empty] | No | [9 empty] | AC | Updated on 10/31/2019
Solid State Lighting | 5 | PKQFYEGC | Saylite/Texas Fluorescents Reinvented | Saylite | 14CJ57W6600LW10DMV40K | Indoor Retrofit Kit | Troffer | Linear Retrofit Kits for 1x4 Luminaires | General Purpose |  |  | Standard | [16 empty] | 2018-05-25 | Yes | Continuous Dimming to 10% or below | [23 empty] | LLLBNI | [10 empty] | 6630 | 118.605 | 55.9 | 4.9 | 0.97 | 4000 | 83 | [13 empty] | No | [9 empty] | AC | Updated on 10/31/2019
Solid State Lighting | 5 | PKQQ1ATK | Saylite/Texas Fluorescents Reinvented | Saylite | LEDT8U15W1800LRK30K | Linear Replacement Lamp | U-Bend Replacement Lamps | Dual Mode Internal Driver (UL Type A and Type B) |  |  | TRUE | Standard |  |  | 1971 | 130.67 | 15 | 8.45 | 0.8895 | 2991 | 82.5 | [5 empty] | 5 | 50000 | 2017-03-23 | No | Not Dimmable | [23 empty] | JJJMSN | [10 empty] | 1950 | 130 | 15 | 20 | 0.9 | 3000 | 83 |  |  |  |  | 1.96 |  | TRUE | [6 empty] | No | [9 empty] | AC | Updated on 10/31/2019
Solid State Lighting | 5.1 | PKR4ZTU5 | Saylite/Texas Fluorescents Reinvented | Saylite | C96LY40WD(D,G,DALI,DEXAL,SR)MV35Koooo | Indoor Luminaires | Linear Ambient | Direct Linear Ambient Luminaires |  |  |  | Standard | [16 empty] | 2021-09-30 | Yes | Continuous Dimming to 10% or below | LLLC,Energy Monitoring,High End Trim | Multifunction Sensor, Sensor Receptacle, Daylight Sensing, Occupancy Sensing | 0-10V Analog, DALI, DMX, Phase Cut | Zigbee,Bluetooth,WiFi | No | No | Yes | Yes | Yes | Yes | Autani Energy Center, Avi-on, Douglas Dialog, Enlighted IOT System, Lutron- Vive, McWoing TruBlu, Nedap Luxon, Signify Easysense | Yes | Yes | No | Yes | Yes | Yes | Yes | No | Yes | Yes | Yes | No | RRRWGM | [10 empty] | 6666 | 166.64 | 40 | 13.2 | 0.898 | 3500 | 84 | 9 | 83 | 98 | -11 | 8 |  |  |  |  | No | No | No | No | No | [9 empty] | AC |  | 120 | 277 |  |  | 6666 | 40
Solid State Lighting | 5 | PKS2RSHV | Saylite/Texas Fluorescents Reinvented | Saylite | 209A24LF24W3100LDMV50K | Indoor Luminaires | Linear Ambient | Direct Linear Ambient Luminaires |  |  |  | Standard | [16 empty] | 2017-03-24 | Yes | Continuous Dimming to 10% or below | [23 empty] | VAVWHW | [10 empty] | 3230 | 134.58 | 24 | 11.1 | 0.91 | 5000 | 83 |  |  |  |  | 2 | 2.0 ft | [7 empty] | No | [9 empty] | AC | Updated on 10/31/2019
Solid State Lighting | 5.1 | PKTEZS6V | Saylite/Texas Fluorescents Reinvented | Saylite | C96LY70WD(D,G,DALI,DEXAL,SR)MV30Koooo | Indoor Luminaires | Linear Ambient | Direct Linear Ambient Luminaires |  |  |  | Standard | [16 empty] | 2021-09-30 | Yes | Continuous Dimming to 10% or below | LLLC,Energy Monitoring,High End Trim | Multifunction Sensor, Sensor Receptacle, Daylight Sensing, Occupancy Sensing | 0-10V Analog, DALI, DMX, Phase Cut | Zigbee,Bluetooth,WiFi | No | No | Yes | Yes | Yes | Yes | Autani Energy Center, Avi-on, Douglas Dialog, Enlighted IOT System, Lutron- Vive, McWoing TruBlu, Nedap Luxon, Signify Easysense | Yes | Yes | No | Yes | Yes | Yes | Yes | No | Yes | Yes | Yes | No | RRRWGM | [10 empty] | 10975 | 156.79 | 70 | 10 | 0.994 | 3000 | 83 | 8 | 83 | 98 | -11 | 8 |  |  |  |  | No | No | No | No | No | [9 empty] | AC |  | 120 | 277 |  |  | 10975 | 70
Solid State Lighting | 5.1 | PKUD4LGS | Saylite/Texas Fluorescents Reinvented | Saylite | (SS,SV,SD,SM)CBF22LY20WDMV50Koooo | Indoor Luminaires | Troffer | 2x2 Luminaires for Ambient Lighting of Interior Commercial Spaces |  |  |  | Standard | [16 empty] | 2021-07-29 | Yes | Continuous Dimming to 10% or below | Autani Energy Center, Avi-on, Douglas Dialog, Enlighted IOT System, Lutron- Vive, McWoing TruBlu, Nedap Luxon, Signify Easysense | Multifunction Sensor,Sensor Receptacle,Daylight Sensor,Occupancy Sensing | 0-10V Analog | Zigbee,Bluetooth,WiFi | No | No | Yes | Yes | Yes | Yes | Autani Energy Center, Avi-on, Douglas Dialog, Enlighted IOT System, Lutron- Vive, McWoing TruBlu, Nedap Luxon, Signify Easysense | No | No | No | Yes | No | No | No |  | Yes | Yes | Yes | No | JJJOWB | [10 empty] | 2708.29 | 135.414 | 20 | 11.3 | 0.909 | 5000 | 83 | 11 | 81 | 96 | -12 | [5 empty] | No | No | No | No | No | [9 empty] | AC |  | 120 | 277 |  |  | 2708.29 | 20
Solid State Lighting | 5 | PKV922WA | Saylite/Texas Fluorescents Reinvented | Saylite/Texas Fluorescents reinvented | CLWD3SF36LQ19W3000LDMV35KWH[PI1,PI2,PI3D,WP,WP10,EM] | Indoor Luminaires | Linear Ambient | Direct Linear Ambient Luminaires |  |  | TRUE | Premium |  | 120 | 2974 | 151 | 19.7 | 6 | 0.97 | 3510 | 84 | [5 empty] | 5 |  | 2019-11-21 | No | Continuous Dimming to 10% or below | [23 empty] | XXXDRT | [10 empty] | 2974 | 151 | 19.7 | 6 | 0.97 | 3500 | 84 |  |  |  |  | 3 | 3.0 ft | [7 empty] | No | [9 empty] | AC |  | 120 | 277 |  |  | 2974 | 19.7
Solid State Lighting | 5 | PKVC5P62 | Saylite/Texas Fluorescents Reinvented | Saylite | C24LF24W3350LDMV30K | Indoor Luminaires | Linear Ambient | Direct Linear Ambient Luminaires |  |  |  | Standard | [16 empty] | 2017-03-24 | Yes | Continuous Dimming to 10% or below | [23 empty] | VAVWHV | [10 empty] | 3195 | 133.13 | 24 | 10.4 | 0.99 | 3000 | 84 |  |  |  |  | 2 | 2.0 ft | TRUE | [6 empty] | No | [9 empty] | AC | Updated on 10/31/2019
Solid State Lighting | 5.1 | PKVFF55T | Saylite/Texas Fluorescents Reinvented | Saylite | 200A248LY20WDMV50Koooo | Indoor Luminaires | Linear Ambient | Direct Linear Ambient Luminaires |  |  |  | Standard | [16 empty] | 2021-11-02 | No | Continuous Dimming to 10% or below | No Control Capability | No Sensor | 0-10V Analog | No Wireless Protocol | No | No | No | No | No | No |  | No | No | No | Yes | No | No | No | No | No | No | No | No | VVVZVR | [10 empty] | 3307 | 165.37 | 20 | 9.2 | 0.916 | 5000 | 84 | 13 | 82 | 96 | -12 | 4 | 4.0 ft |  |  |  | No | No | No | No | No | [9 empty] | AC |  | 120 | 277 |  |  | 3307 | 20
Solid State Lighting | 5 | PKWAK9HA | Saylite/Texas Fluorescents Reinvented | Fleco Industries | HIL48LX170W25000LDMV35Koooo (except WG) | Indoor Luminaires | High-Bay | High-Bay Luminaires for Commercial and Industrial Buildings |  |  |  | Premium | [16 empty] | 2020-06-23 | Yes | Continuous Dimming to 10% or below | [23 empty] | TTTVRK | [10 empty] | 26400 | 155.294 | 170 | 8.61 | 0.977 | 3500 | 83 | [13 empty] | No | [9 empty] | AC |  | 120 | 277 |  |  | 26400 | 170
Solid State Lighting | 5.1 | PKWFFYNO | Saylite/Texas Fluorescents Reinvented | Saylite | S48LFRY20WD(D,G,DALI,DEXAL,SR)MV30Koooo | Indoor Luminaires | Linear Ambient | Direct Linear Ambient Luminaires |  |  |  | Standard | [16 empty] | 2021-09-30 | Yes | Continuous Dimming to 10% or below | LLLC,Energy Monitoring,High End Trim | Multifunction Sensor, Sensor Receptacle, Daylight Sensing, Occupancy Sensing | 0-10V Analog, DALI, DMX, Phase Cut | Zigbee,Bluetooth,WiFi | No | No | Yes | Yes | Yes | Yes | Autani Energy Center, Avi-on, Douglas Dialog, Enlighted IOT System, Lutron- Vive, McWoing TruBlu, Nedap Luxon, Signify Easysense | Yes | Yes | No | Yes | Yes | Yes | Yes | No | Yes | Yes | Yes | No | RRRWGM | [10 empty] | 2949 | 147.44 | 20 | 13.2 | 0.898 | 3000 | 84 | 9 | 83 | 98 | -11 | 4 |  |  |  |  | No | No | No | No | No | [9 empty] | AC |  | 120 | 277 |  |  | 2949 | 20
Solid State Lighting | 5 | PKWSV9HC | Saylite/Texas Fluorescents Reinvented | Saylite | LED48T815W1800LRK30K | Linear Replacement Lamp | T8 Four-Foot | Dual Mode Internal Driver (UL Type A and Type B) |  |  | TRUE | Standard |  |  | 2172 | 133.25 | 16.3 | 6.91 | 0.9572 | 3012 | 81.8 | [5 empty] | 5 | 50000 | 2017-05-22 | Not Yet Verified | Not Dimmable | [23 empty] | KKKXVE | [10 empty] | 2172 | 133 | 16.3 | 20 | 0.9 | 3000 | 83 |  |  |  |  | 4 | 4.0 ft | TRUE | [6 empty] | No | [9 empty] | AC | Updated on 10/31/2019
Solid State Lighting | 5.1 | PKWWGOBE | Saylite/Texas Fluorescents Reinvented | Saylite | (SS,SV,SD,SM)UCLL24LY54W(D,G,DALI,DEXAL,SR)(MV or 120)40Koooo | Indoor Luminaires | Troffer | 2x4 Luminaires for Ambient Lighting of Interior Commercial Spaces |  |  |  | Premium | [16 empty] | 2021-07-29 | Yes | Continuous Dimming to 10% or below | Autani Energy Center, Avi-on, Douglas Dialog, Enlighted IOT System, Lutron- Vive, McWoing TruBlu, Nedap Luxon, Signify Easysense | Multifunction Sensor,Sensor Receptacle,Daylight Sensor,Occupancy Sensing | 0-10V Analog,DALI,DMX | Zigbee,Bluetooth,WiFi | No | No | Yes | Yes | Yes | Yes | Autani Energy Center, Avi-on, Douglas Dialog, Enlighted IOT System, Lutron- Vive, McWoing TruBlu, Nedap Luxon, Signify Easysense | No | No | No | Yes | Yes | Yes | No |  | Yes | Yes | Yes | No | JJJOWA | [10 empty] | 7732.26 | 141.306 | 54.72 | 12.1 | 0.99 | 4000 | 83 | 8 | 83 | 98 | -11 | [5 empty] | No | No | No | No | No | [9 empty] | AC |  | 120 | 277 |  |  | 7732.26 | 54.72
Solid State Lighting | 5.1 | PKYNJG5R | Saylite/Texas Fluorescents Reinvented | Saylite | CITE48LRFY25WDMV40K | Indoor Luminaires | Linear Ambient | Direct Linear Ambient Luminaires |  |  |  | Standard | [16 empty] | 2021-04-28 | Yes | Continuous Dimming to 10% or below | Energy Monitoring, High-end Trim, Autani Energy Center, Avi-on, Douglas Dialog, Enlighted IOT System, Lutron- Vive, McWoing TruBlu, Nedap Luxon, Signify Easysense | Daylight Sensor, Occupancy Sensor, Multifunction Sensor, Integral Sensor Receptacle | 0-10V Analog,DALI,DMX | Zigbee, Bluetooth, Wifi | No | No | Yes | Yes | Yes | Yes | Autani Energy Center, Avi-on, Douglas Dialog, Enlighted IOT System, Lutron- Vive, McWoing TruBlu, Nedap Luxon, Signify Easysense | Yes | Yes | No | Yes | Yes | Yes | No | No | Yes | Yes | Yes |  | BBBFSF | [10 empty] | 3767.6 | 150.704 | 25 | 9.5 | 0.902 | 4000 | 84 | 10 | 84 | 98 | -11 | 4 | 4.0 ft |  |  |  | No | No | No | No | No | [9 empty] | AC |  | 120 | 277 |  |  | 3767.6 | 25
Solid State Lighting | 5 | PKYQNSQD | Saylite/Texas Fluorescents Reinvented | Saylite | ZZ-SER FR 96L T56W7500L DMV 40K WH-YY | Indoor Luminaires | Linear Ambient | Direct Linear Ambient Luminaires |  |  |  | Standard | [16 empty] | 2019-06-25 | Yes | Continuous Dimming to 10% or below | [23 empty] | HHHDIW | [10 empty] | 7541.88 | 135.72 | 55.57 | 5.46 | 0.997 | 4055 | 83 |  |  |  |  | 8 | 8.0 ft | [7 empty] | No | [9 empty] | AC | Updated on 10/31/2019 | 108 | 305 |  |  | 7541.88 | 55.57
Solid State Lighting | 5 | PKZ5VXHE | Saylite/Texas Fluorescents Reinvented | Saylite | DCC150E45W4900LMV50K | Outdoor Luminaires | Low Output | Outdoor Full-Cutoff Wall-Mounted Area Luminaires |  |  |  | Standard | [16 empty] | 2017-01-17 | Yes | Not Dimmable | [23 empty] | YYYBIH | [10 empty] | 4900 | 109 | 45 | 18.1 | 0.9 | 5000 | 82 | [13 empty] | No | [9 empty] | AC | Updated on 10/31/2019
Solid State Lighting | 5 | PKZS8M46 | Saylite/Texas Fluorescents Reinvented | Saylite | CBF24LF30W4100LDMV40K | Indoor Luminaires | Troffer | 2x4 Luminaires for Ambient Lighting of Interior Commercial Spaces |  |  |  | Standard | [16 empty] | 2017-02-03 | Yes | Continuous Dimming to 10% or below | [23 empty] | YYYBKX | [10 empty] | 4096 | 136.53 | 30 | 8.5 | 0.99 | 4000 | 84 | [13 empty] | No | [9 empty] | AC | Updated on 10/31/2019
Solid State Lighting | 5 | PL02CCF6OJRA | Saylite/Texas Fluorescents Reinvented | Saylite | LXT24LZ60W7350LDMV30K(EM) | Indoor Luminaires | Troffer | 2x4 Luminaires for Ambient Lighting of Interior Commercial Spaces |  |  | TRUE | Standard |  |  | 6840.1 | 117 | 58.48 | 5 | 0.993 | 3095 | 83 | [5 empty] | 5 | 50000 | 2018-06-22 | Yes | Continuous Dimming to 10% or below | [23 empty] | IIIMDS | [10 empty] | 6840 | 117 | 58.48 | 5 | 0.993 | 3000 | 83 | [6 empty] | TRUE | [6 empty] | No | [9 empty] | AC | Updated on 10/31/2019
Solid State Lighting | 5 | PL05F9W95Q98 | Saylite/Texas Fluorescents Reinvented | Saylite | (SS)HBG48LD175W25000LDMV40K(all options except WG) | Indoor Luminaires | High-Bay | High-Bay Luminaires for Commercial and Industrial Buildings |  |  |  | Premium | [16 empty] | 2018-10-24 | Yes | Continuous Dimming to 10% or below | [23 empty] | VVVXGA | [10 empty] | 23995 | 137.114 | 175 | 15 | 0.945 | 4000 | 84 | [13 empty] | No | [9 empty] | AC | Updated on 10/31/2019
Solid State Lighting | 5 | PL05G4AQL8UH | Saylite/Texas Fluorescents Reinvented | Saylite | 8RB (421 or 501) F60W8600LDMV35K | Indoor Retrofit Kit | Linear Ambient | Retrofit Kits for Direct Linear Ambient Luminaires | General Purpose |  |  | Standard | [16 empty] | 2018-10-08 | Yes | Continuous Dimming to 10% or below | [23 empty] | VVVXDX | [10 empty] | 8350 | 139.17 | 60 | 8.8 | 0.939 | 3500 | 84 |  |  |  |  | 8 | [8 empty] | No | [9 empty] | AC | Updated on 10/31/2019
Solid State Lighting | 5 | PL06ENX1C4HS | Saylite/Texas Fluorescents Reinvented | Saylite | C24LV22W2800LDMV35K | Indoor Luminaires | Linear Ambient | Direct Linear Ambient Luminaires |  |  |  | Standard | [16 empty] | 2018-06-22 | Yes | Continuous Dimming to 10% or below | [23 empty] | IIIMDO | [10 empty] | 2707.72 | 123.08 | 22 | 9.9 | 1 | 3500 | 82 |  |  |  |  | 2 | [8 empty] | No | [9 empty] | AC | Updated on 10/31/2019
Solid State Lighting | 5 | PL07D7TB4PYI | Saylite/Texas Fluorescents Reinvented | Saylite | S96LFRV74W10050LDMV35K | Indoor Luminaires | Low-Bay | Low-Bay Luminaires for Commercial and Industrial Buildings |  |  |  | Standard | [16 empty] | 2018-06-22 | Yes | Continuous Dimming to 10% or below | [23 empty] | IIIMDO | [10 empty] | 9058.9 | 122.42 | 74 | 8.7 | 0.99 | 3500 | 83 | [13 empty] | No | [9 empty] | AC | Updated on 10/31/2019
Solid State Lighting | 5.1 | PL07NHL2 | Saylite/Texas Fluorescents Reinvented | Saylite | 200A296LY108WDMV40Koooo | Indoor Luminaires | Linear Ambient | Direct Linear Ambient Luminaires |  |  |  | Standard | [16 empty] | 2021-11-02 | No | Continuous Dimming to 10% or below | No Control Capability | No Sensor | 0-10V Analog | No Wireless Protocol | No | No | No | No | No | No |  | No | No | No | Yes | No | No | No | No | No | No | No | No | VVVZVR | [10 empty] | 16564 | 155.18 | 106.7 | 13.2 | 0.898 | 4000 | 83 | 8 | 84 | 97 | -11 | 8 | 8.0 ft |  |  |  | No | No | No | No | No | [9 empty] | AC |  | 120 | 277 |  |  | 16564 | 106.7
Solid State Lighting | 5 | PL086OWA735Z | Saylite/Texas Fluorescents Reinvented | Saylite | LPLINFR48LF35W4500LDMV40KWH | Indoor Luminaires | Linear Ambient | Direct Linear Ambient Luminaires |  |  |  | Standard | [16 empty] | 2018-06-22 | Yes | Continuous Dimming to 10% or below | [23 empty] | IIIMDQ | [10 empty] | 4505 | 128.7 | 35 | 8.1 | 0.99 | 4000 | 84 |  |  |  |  | 4 | [8 empty] | No | [9 empty] | AC | Updated on 10/31/2019
Solid State Lighting | 5.1 | PL08CFU9 | Saylite/Texas Fluorescents Reinvented | Saylite | 200A248LY15WDMV30Koooo | Indoor Luminaires | Linear Ambient | Direct Linear Ambient Luminaires |  |  |  | Standard | [16 empty] | 2021-11-02 | No | Continuous Dimming to 10% or below | No Control Capability | No Sensor | 0-10V Analog | No Wireless Protocol | No | No | No | No | No | No |  | No | No | No | Yes | No | No | No | No | No | No | No | No | VVVZVR | [10 empty] | 2354 | 155.27 | 15.2 | 9.2 | 0.916 | 3000 | 84 | 10 | 84 | 97 | -11 | 4 | 4.0 ft |  |  |  | No | No | No | No | No | [9 empty] | AC |  | 120 | 277 |  |  | 2354 | 15.2
Solid State Lighting | 5 | PL0B9TH1XC80 | Saylite/Texas Fluorescents Reinvented | Saylite | CITE96LRFV74W9200LLBDMV40K(MDB3,MDT4,MDT4W) | Indoor Luminaires | Linear Ambient | Direct Linear Ambient Luminaires |  |  |  | Standard | [16 empty] | 2018-06-22 | Yes | Continuous Dimming to 10% or below | [23 empty] | IIIMDP | [10 empty] | 9295 | 126 | 74 | 8.4 | 1 | 3000 | 83 |  |  |  |  | 8 |  | TRUE | [6 empty] | No | [9 empty] | AC | Updated on 03/29/2019, Updated on 10/31/2019
Solid State Lighting | 5 | PL0ELOB53UJ6 | Saylite/Texas Fluorescents Reinvented | Saylite | LXT24LZ40W5200LDMV35K(EM) | Indoor Luminaires | Troffer | 2x4 Luminaires for Ambient Lighting of Interior Commercial Spaces |  |  |  | Standard | [16 empty] | 2018-06-22 | Yes | Continuous Dimming to 10% or below | [23 empty] | IIIMDS | [10 empty] | 5105 | 127 | 40 | 8.05 | 0.986 | 3500 | 83 | [13 empty] | No | [9 empty] | AC | Updated on 10/31/2019
Solid State Lighting | 5 | PL0I3PJT | Saylite/Texas Fluorescents Reinvented | Fleco Industries | HIL48LX231W35000LDMV50Koooo (except WG) | Indoor Luminaires | High-Bay | High-Bay Luminaires for Commercial and Industrial Buildings |  |  |  | Premium | [16 empty] | 2020-06-23 | Yes | Continuous Dimming to 10% or below | [23 empty] | TTTVRK | [10 empty] | 38720 | 167.619 | 231 | 8.1 | 0.978 | 5000 | 83 | [13 empty] | No | [9 empty] | AC |  | 120 | 277 |  |  | 38720 | 231
Solid State Lighting | 5 | PL0P5KB7SMTO | Saylite/Texas Fluorescents Reinvented | Saylite | LPLINFR96LUF24WD48WDMV30KWH | Indoor Luminaires | Linear Ambient | Direct Linear Ambient Luminaires |  |  |  | Standard | [16 empty] | 2018-06-22 | Yes | Continuous Dimming to 10% or below | [23 empty] | IIIMDQ | [10 empty] | 9158 | 130.09 | 70.4 | 9.9 | 0.97 | 3000 | 84 |  |  |  |  | 8 | 8.0 ft | TRUE | [6 empty] | No | [9 empty] | AC | Updated on 10/31/2019
Solid State Lighting | 5 | PL0VXVRXKHGR | Saylite/Texas Fluorescents Reinvented | Saylite | 8RB (421 or 501) F70W9800LDMV30K | Indoor Retrofit Kit | Linear Ambient | Retrofit Kits for Direct Linear Ambient Luminaires | General Purpose |  |  | Standard | [16 empty] | 2018-10-08 | Yes | Continuous Dimming to 10% or below | [23 empty] | VVVXDX | [10 empty] | 9370 | 133.86 | 70 | 8.8 | 0.939 | 3000 | 84 |  |  |  |  | 8 | 8.0 ft | TRUE | [6 empty] | No | [9 empty] | AC | Updated on 10/31/2019
Solid State Lighting | 5 | PL0W8H8C7RLE | Saylite/Texas Fluorescents Reinvented | Saylite | HBG24LD89W12400LDMV50K | Indoor Luminaires | High-Bay | High-Bay Luminaires for Commercial and Industrial Buildings |  |  |  | Premium | [16 empty] | 2018-12-19 | Yes | Continuous Dimming to 10% or below | [23 empty] | ZZZCIO | [10 empty] | 12514 | 142.415 | 87.87 | 11.6 | 0.971 | 5000 | 84 | [13 empty] | No | [9 empty] | AC | Updated on 10/31/2019
Solid State Lighting | 5 | PL0XT8IA2OFR | Saylite/Texas Fluorescents Reinvented | Saylite | LPLINFR96LUF40WD80WDMV50KWH | Indoor Luminaires | Linear Ambient | Direct Linear Ambient Luminaires |  |  |  | Standard | [16 empty] | 2018-06-22 | Yes | Continuous Dimming to 10% or below | [23 empty] | IIIMDQ | [10 empty] | 16260 | 135.5 | 120 | 9.9 | 0.97 | 5000 | 83 |  |  |  |  | 8 | [8 empty] | No | [9 empty] | AC | Updated on 10/31/2019
Solid State Lighting | 5 | PL0Y5N6QYXL4 | Saylite/Texas Fluorescents Reinvented | Saylite | S48LV37W5000LDMV30K | Indoor Luminaires | Low-Bay | Low-Bay Luminaires for Commercial and Industrial Buildings |  |  | TRUE | Standard |  |  | 4650 | 127.7 | 36.4 | 8.7 | 0.996 | 3081 | 82 | [5 empty] | 5 | 50000 | 2018-06-22 | Yes | Continuous Dimming to 10% or below | [23 empty] | IIIMDO | [10 empty] | 4709 | 129.6 | 36.33 | 8.7 | 1 | 3000 | 82 | [6 empty] | TRUE | [6 empty] | No | [9 empty] | AC | Updated on 10/31/2019
Solid State Lighting | 5 | PL10W3UPXXGQ | Saylite/Texas Fluorescents Reinvented | Saylite | LPLINFR96LF70W9000LDMV30KWH | Indoor Luminaires | Linear Ambient | Direct Linear Ambient Luminaires |  |  |  | Standard | [16 empty] | 2018-06-22 | Yes | Continuous Dimming to 10% or below | [23 empty] | IIIMDQ | [10 empty] | 8600 | 122.9 | 70 | 8.1 | 0.99 | 3000 | 84 |  |  |  |  | 8 | 8.0 ft | TRUE | [6 empty] | No | [9 empty] | AC | Updated on 10/31/2019
Solid State Lighting | 5 | PL17K2JT0ZC9 | Saylite/Texas Fluorescents Reinvented | Saylite | LXT22LZ24W3000LDMV35K | Indoor Luminaires | Troffer | 2x2 Luminaires for Ambient Lighting of Interior Commercial Spaces |  |  |  | Standard | [16 empty] | 2018-06-22 | Not Yet Verified | Continuous Dimming to 10% or below | [23 empty] | IIIMDR | [10 empty] | 2980 | 124.15 | 24 | 12 | 0.991 | 3500 | 83 | [13 empty] | No | [9 empty] | AC | Updated on 10/31/2019
Solid State Lighting | 5 | PL1E49231CEL | Saylite/Texas Fluorescents Reinvented | Saylite | 209A24LV22W2650LDMV50K | Indoor Luminaires | Linear Ambient | Direct Linear Ambient Luminaires |  |  |  | Standard | [16 empty] | 2018-06-22 | Yes | Continuous Dimming to 10% or below | [23 empty] | IIIMDN | [10 empty] | 2653 | 120.59 | 22 | 10 | 0.99 | 5000 | 83 |  |  |  |  | 2 | 2.0 ft | [7 empty] | No | [9 empty] | AC | Updated on 10/31/2019
Solid State Lighting | 5 | PL1JT01UCLQX | Saylite/Texas Fluorescents Reinvented | Saylite | S96LFRV74W10050LDMV30K | Indoor Luminaires | Low-Bay | Low-Bay Luminaires for Commercial and Industrial Buildings |  |  |  | Standard | [16 empty] | 2018-06-22 | Yes | Continuous Dimming to 10% or below | [23 empty] | IIIMDO | [10 empty] | 8759.4 | 118 | 74 | 8.7 | 0.99 | 3000 | 83 | [6 empty] | TRUE | [6 empty] | No | [9 empty] | AC | Updated on 10/31/2019
Solid State Lighting | 5.1 | PL1LWHHA | Saylite/Texas Fluorescents Reinvented | Saylite | C48LY15WD(D,G,DALI,DEXAL,SR)MV35Koooo | Indoor Luminaires | Linear Ambient | Direct Linear Ambient Luminaires |  |  |  | Standard | [16 empty] | 2021-09-30 | Yes | Continuous Dimming to 10% or below | LLLC,Energy Monitoring,High End Trim | Multifunction Sensor, Sensor Receptacle, Daylight Sensing, Occupancy Sensing | 0-10V Analog, DALI, DMX, Phase Cut | Zigbee,Bluetooth,WiFi | No | No | Yes | Yes | Yes | Yes | Autani Energy Center, Avi-on, Douglas Dialog, Enlighted IOT System, Lutron- Vive, McWoing TruBlu, Nedap Luxon, Signify Easysense | Yes | Yes | No | Yes | Yes | Yes | Yes | No | Yes | Yes | Yes | No | RRRWGM | [10 empty] | 2457 | 167.06 | 14.71 | 13.2 | 0.898 | 3500 | 84 | 9 | 83 | 98 | -11 | 4 |  |  |  |  | No | No | No | No | No | [9 empty] | AC |  | 120 | 277 |  |  | 2457 | 14.71
Solid State Lighting | 5.1 | PL1OV4NE | Saylite/Texas Fluorescents Reinvented | Saylite | S48LFRY20WD(D,G,DALI,DEXAL,SR)MV50Koooo | Indoor Luminaires | Linear Ambient | Direct Linear Ambient Luminaires |  |  |  | Standard | [16 empty] | 2021-09-30 | Yes | Continuous Dimming to 10% or below | LLLC,Energy Monitoring,High End Trim | Multifunction Sensor, Sensor Receptacle, Daylight Sensing, Occupancy Sensing | 0-10V Analog, DALI, DMX, Phase Cut | Zigbee,Bluetooth,WiFi | No | No | Yes | Yes | Yes | Yes | Autani Energy Center, Avi-on, Douglas Dialog, Enlighted IOT System, Lutron- Vive, McWoing TruBlu, Nedap Luxon, Signify Easysense | Yes | Yes | No | Yes | Yes | Yes | Yes | No | Yes | Yes | Yes | No | RRRWGM | [10 empty] | 3156 | 157.81 | 20 | 13.2 | 0.898 | 5000 | 83 | 12 | 82 | 97 | -12 | 4 |  |  |  |  | No | No | No | No | No | [9 empty] | AC |  | 120 | 277 |  |  | 3156 | 20
Solid State Lighting | 5 | PL1PMW80YNH5 | Saylite/Texas Fluorescents Reinvented | Saylite | CITE24LRFV22W2500LLBDMV35K(MDB3,MDT4,MDT4W) | Indoor Luminaires | Linear Ambient | Direct Linear Ambient Luminaires |  |  |  | Standard | [16 empty] | 2018-06-22 | Yes | Continuous Dimming to 10% or below | [23 empty] | IIIMDP | [10 empty] | 2474.82 | 117.85 | 21 | 10.6 | 0.99 | 3000 | 83 |  |  |  |  | 2 | 2.0 ft | TRUE | [6 empty] | No | [9 empty] | AC | Updated on 03/29/2019, Updated on 10/31/2019
Solid State Lighting | 5 | PL1U8N849FIG | Saylite/Texas Fluorescents Reinvented | Saylite | 207A248LV37W4500LDMV35K | Indoor Luminaires | Linear Ambient | Direct Linear Ambient Luminaires |  |  |  | Standard | [16 empty] | 2018-06-22 | Yes | Continuous Dimming to 10% or below | [23 empty] | IIIMDN | [10 empty] | 4371.53 | 118.15 | 37 | 8.4 | 1 | 3500 | 83 |  |  |  |  | 4 | 4.0 ft | [7 empty] | No | [9 empty] | AC | Updated on 10/31/2019
Solid State Lighting | 5 | PL1VLL0KJ0YR | Saylite/Texas Fluorescents Reinvented | Saylite | HBIHO12L100W13900LDMV50K | Indoor Luminaires | High-Bay | High-Bay Luminaires for Commercial and Industrial Buildings |  |  |  | Premium | [16 empty] | 2017-10-24 | No | Continuous Dimming to 10% or below | [23 empty] | ZZZBBT | [10 empty] | 13910 | 139.1 | 100 | 8.5 | 0.96 | 5000 | 82 | [13 empty] | No | [9 empty] | AC | Updated on 10/31/2019
Solid State Lighting | 5 | PL1YEHRVNIZ0 | Saylite/Texas Fluorescents Reinvented | Saylite | (SS)HBG48LFRD175W21000LDHV40K(all options except WG) | Indoor Luminaires | High-Bay | High-Bay Luminaires for Commercial and Industrial Buildings |  |  |  | Standard | [16 empty] | 2018-10-24 | Yes | Continuous Dimming to 10% or below | [23 empty] | VVVXGA | [10 empty] | 20890 | 119.377 | 175 | 13 | 0.952 | 4000 | 84 | [13 empty] | No | [9 empty] | AC | Updated on 10/31/2019
Solid State Lighting | 5.1 | PL21QWKL | Saylite/Texas Fluorescents Reinvented | Saylite | S96LY50WD(D,G,DALI,DEXAL,SR)MV35Koooo | Indoor Luminaires | Linear Ambient | Direct Linear Ambient Luminaires |  |  |  | Standard | [16 empty] | 2021-09-30 | Yes | Continuous Dimming to 10% or below | LLLC,Energy Monitoring,High End Trim | Multifunction Sensor, Sensor Receptacle, Daylight Sensing, Occupancy Sensing | 0-10V Analog, DALI, DMX, Phase Cut | Zigbee,Bluetooth,WiFi | No | No | Yes | Yes | Yes | Yes | Autani Energy Center, Avi-on, Douglas Dialog, Enlighted IOT System, Lutron- Vive, McWoing TruBlu, Nedap Luxon, Signify Easysense | Yes | Yes | No | Yes | Yes | Yes | Yes | No | Yes | Yes | Yes | No | RRRWGM | [10 empty] | 8311 | 166.22 | 50 | 13.2 | 0.898 | 3500 | 84 | 9 | 83 | 98 | -11 | 8 |  |  |  |  | No | No | No | No | No | [9 empty] | AC |  | 120 | 277 |  |  | 8311 | 50
Solid State Lighting | 5 | PL29EBF44Y9I | Saylite/Texas Fluorescents Reinvented | Saylite | LPLINFR96LUF40WD80WDMV30KWH | Indoor Luminaires | Linear Ambient | Direct Linear Ambient Luminaires |  |  |  | Standard | [16 empty] | 2018-06-22 | Yes | Continuous Dimming to 10% or below | [23 empty] | IIIMDQ | [10 empty] | 15080 | 125.67 | 120 | 9.9 | 0.97 | 3000 | 84 |  |  |  |  | 8 |  | TRUE | [6 empty] | No | [9 empty] | AC | Updated on 10/31/2019
Solid State Lighting | 5 | PL2C7DCW9X8Q | Saylite/Texas Fluorescents Reinvented | Saylite | HBIHO14L160W22200LDMV40K | Indoor Luminaires | High-Bay | High-Bay Luminaires for Commercial and Industrial Buildings |  |  |  | Premium | [16 empty] | 2017-10-24 | No | Continuous Dimming to 10% or below | [23 empty] | ZZZBBT | [10 empty] | 22256 | 139.1 | 160 | 8.5 | 0.96 | 4000 | 82 | [13 empty] | No | [9 empty] | AC | Updated on 10/31/2019
Solid State Lighting | 5 | PL2FGZ5K619B | Saylite/Texas Fluorescents Reinvented | Saylite | CITE96LRFV74W9200LLBDMV30K(MDB3,MDT4,MDT4W) | Indoor Luminaires | Linear Ambient | Direct Linear Ambient Luminaires |  |  |  | Standard | [16 empty] | 2018-06-22 | Yes | Continuous Dimming to 10% or below | [23 empty] | IIIMDP | [10 empty] | 8690 | 117.4 | 74 | 8.4 | 1 | 3000 | 83 |  |  |  |  | 8 |  | TRUE | [6 empty] | No | [9 empty] | AC | Updated on 03/29/2019, Updated on 10/31/2019
Solid State Lighting | 5 | PL2H6HHIRRGM | Saylite/Texas Fluorescents Reinvented | Saylite | 4RB (421 or 501) F24W3500LDMV40K | Indoor Retrofit Kit | Linear Ambient | Retrofit Kits for Direct Linear Ambient Luminaires | General Purpose |  |  | Standard | [16 empty] | 2018-10-08 | Yes | Continuous Dimming to 10% or below | [23 empty] | VVVXDX | [10 empty] | 3470 | 153.34 | 22.63 | 8.8 | 0.939 | 4000 | 84 |  |  |  |  | 4 | [8 empty] | No | [9 empty] | AC | Updated on 10/31/2019
Solid State Lighting | 5 | PL2LUDFCRLXS | Saylite/Texas Fluorescents Reinvented | Saylite | C24LFRV22 W2800LDMV50K | Indoor Luminaires | Linear Ambient | Direct Linear Ambient Luminaires |  |  |  | Standard | [16 empty] | 2018-06-22 | Yes | Continuous Dimming to 10% or below | [23 empty] | IIIMDO | [10 empty] | 2627.6 | 119.44 | 22 | 9.9 | 1 | 5000 | 83 |  |  |  |  | 2 | [8 empty] | No | [9 empty] | AC | Updated on 10/31/2019
Solid State Lighting | 5.1 | PL2OEH7T | Saylite/Texas Fluorescents Reinvented | Saylite | 8RB(421 or 501)LY90WD(D,G,DALI,DEXAL,SR)MV35Koooo | Indoor Retrofit Kit | Linear Ambient | Retrofit Kits for Direct Linear Ambient Luminaires | Luminaire Specific |  |  | Standard | [16 empty] | 2021-09-30 | Yes | Continuous Dimming to 10% or below | LLLC,Energy Monitoring,High End Trim | Multifunction Sensor, Sensor Receptacle, Daylight Sensing, Occupancy Sensing | 0-10V Analog, DALI, DMX, Phase Cut | Zigbee,Bluetooth,WiFi | No | No | Yes | Yes | Yes | Yes | Autani Energy Center, Avi-on, Douglas Dialog, Enlighted IOT System, Lutron- Vive, McWoing TruBlu, Nedap Luxon, Signify Easysense | Yes | Yes | No | Yes | Yes | Yes | Yes | No | Yes | Yes | Yes | No | RRRWGM | [10 empty] | 14522 | 161.36 | 90 | 10 | 0.994 | 3500 | 83 | 8 | 83 | 98 | -11 | 8 |  |  |  |  | No | No | No | No | No | [9 empty] | AC |  | 120 | 277 |  |  | 14522 | 90
Solid State Lighting | 5 | PL2RNW7163KG | Saylite/Texas Fluorescents Reinvented | Saylite | DCC150SR45W4900LMV40K | Outdoor Luminaires | Low Output | Outdoor Full-Cutoff Wall-Mounted Area Luminaires |  |  | TRUE | Standard |  |  | 4830.8 | 106.86 | 45.21 | 14.78 | 0.9054 | 4109 | 83.9 | [5 empty] | 5 | 50000 | 2017-11-02 | Yes | Continuous Dimming to 10% or below | [23 empty] | IIILGZ | [10 empty] | 4800 | 107 | 45 | 15 | 0.9 | 4000 | 80 | [13 empty] | No | [9 empty] | AC | qualified only dark bronze without photocell, motion sensor, and EM battery backup, Updated on 11/29/2018, Updated on 10/31/2019
Solid State Lighting | 5.1 | PL2UKVIR | Saylite/Texas Fluorescents Reinvented | Saylite | 207A248LY35WDMV35Koooo | Indoor Luminaires | Linear Ambient | Direct Linear Ambient Luminaires |  |  |  | Standard | [16 empty] | 2021-11-02 | No | Continuous Dimming to 10% or below | No Control Capability | No Sensor | 0-10V Analog | No Wireless Protocol | No | No | No | No | No | No |  | No | No | No | Yes | No | No | No | No | No | No | No | No | VVVZVR | [10 empty] | 5553 | 158.66 | 35 | 13.2 | 0.898 | 3500 | 84 | 9 | 84 | 97 | -11 | 4 | 4.0 ft |  |  |  | No | No | No | No | No | [9 empty] | AC |  | 120 | 277 |  |  | 5553 | 35
Solid State Lighting | 5 | PL2XOHUHI9IP | Saylite/Texas Fluorescents Reinvented | Saylite | LXT24LZ35W4550LDMV35K(EM) | Indoor Luminaires | Troffer | 2x4 Luminaires for Ambient Lighting of Interior Commercial Spaces |  |  |  | Standard | [16 empty] | 2018-06-22 | Yes | Continuous Dimming to 10% or below | [23 empty] | IIIMDS | [10 empty] | 4480 | 128 | 35 | 11.6 | 0.984 | 3500 | 83 | [13 empty] | No | [9 empty] | AC | Updated on 10/31/2019
Solid State Lighting | 5 | PL302BNFWHUT | Saylite/Texas Fluorescents Reinvented | Saylite | (SS)HBG48LFRD280W35000LDMV35K(all options except WG) | Indoor Luminaires | High-Bay | High-Bay Luminaires for Commercial and Industrial Buildings |  |  |  | Standard | [16 empty] | 2018-10-24 | Yes | Continuous Dimming to 10% or below | [23 empty] | VVVXGA | [10 empty] | 32645 | 116.582 | 280 | 15 | 0.945 | 3500 | 84 | [13 empty] | No | [9 empty] | AC | Updated on 10/31/2019
Solid State Lighting | 5 | PL33TPAYIFYR | Saylite/Texas Fluorescents Reinvented | Saylite | C48LFRV37W5000LDMV40K | Indoor Luminaires | Linear Ambient | Direct Linear Ambient Luminaires |  |  |  | Standard | [16 empty] | 2018-06-22 | Yes | Continuous Dimming to 10% or below | [23 empty] | IIIMDO | [10 empty] | 4684.57 | 126.61 | 37 | 8.7 | 0.99 | 4000 | 83 |  |  |  |  | 4 | 4.0 ft | [7 empty] | No | [9 empty] | AC | Updated on 10/31/2019
Solid State Lighting | 5 | PL345W4J6ATW | Saylite/Texas Fluorescents Reinvented | Saylite | PLF12L105W13400LDMV35K | Outdoor Luminaires | High Output | Outdoor Pole/Arm-Mounted Area and Roadway Luminaires |  |  |  | Standard | [16 empty] | 2017-11-02 | Yes | Continuous Dimming to 10% or below | [23 empty] | IIILHB | [10 empty] | 13000 | 124 | 105 | 11 | 0.9 | 3500 | 70 | [13 empty] | No | [9 empty] | AC | qualified only dark bronze without motion sensor, photocell, and mounting options, Updated on 11/29/2018, Updated on 10/31/2019
Solid State Lighting | 5 | PL34JCB0XUUR | Saylite/Texas Fluorescents Reinvented | Saylite | C24LV22W2800LDMV50K | Indoor Luminaires | Linear Ambient | Direct Linear Ambient Luminaires |  |  |  | Standard | [16 empty] | 2018-06-22 | Yes | Continuous Dimming to 10% or below | [23 empty] | IIIMDO | [10 empty] | 2848.3 | 129.47 | 22 | 9.9 | 1 | 5000 | 82 |  |  |  |  | 2 | 2.0 ft | [7 empty] | No | [9 empty] | AC | Updated on 10/31/2019
Solid State Lighting | 5 | PL3B2ELO5I5B | Saylite/Texas Fluorescents Reinvented | Saylite | DCC150SR70W7500LMV40K | Outdoor Luminaires | Mid Output | Outdoor Full-Cutoff Wall-Mounted Area Luminaires |  |  | TRUE | Standard |  |  | 7408.9 | 105.85 | 69.99 | 11.46 | 0.9245 | 4062 | 83.8 | [5 empty] | 5 | 50000 | 2017-11-02 | Yes | Continuous Dimming to 10% or below | [23 empty] | IIILHA | [10 empty] | 7400 | 106 | 70 | 15 | 0.9 | 4000 | 80 | [13 empty] | No | [9 empty] | AC | qualified only dark bronze without photocell, motion sensor, and EM battery backup, Updated on 11/29/2018, Updated on 10/31/2019
Solid State Lighting | 5 | PL3FND4N4VYR | Saylite/Texas Fluorescents Reinvented | Saylite | S96LFRV74W10050LDMV30K | Indoor Luminaires | Linear Ambient | Direct Linear Ambient Luminaires |  |  |  | Standard | [16 empty] | 2018-06-22 | Yes | Continuous Dimming to 10% or below | [23 empty] | IIIMDO | [10 empty] | 8759.4 | 118 | 74 | 8.7 | 0.99 | 3000 | 83 |  |  |  |  | 8 |  | TRUE | [6 empty] | No | [9 empty] | AC | Updated on 10/31/2019
Solid State Lighting | 5 | PL3G9F8VOMTH | Saylite/Texas Fluorescents Reinvented | Saylite | 8RB (421 or 501) F118W15800LDMV30K | Indoor Retrofit Kit | Linear Ambient | Retrofit Kits for Direct Linear Ambient Luminaires | General Purpose |  |  | Standard | [16 empty] | 2018-10-08 | Yes | Continuous Dimming to 10% or below | [23 empty] | VVVXDX | [10 empty] | 15071.4 | 129.46 | 116.42 | 8.8 | 0.939 | 3000 | 84 |  |  |  |  | 8 | 8.0 ft | TRUE | [6 empty] | No | [9 empty] | AC | Updated on 10/31/2019
Solid State Lighting | 5 | PL3KRO4RBWZ6 | Saylite/Texas Fluorescents Reinvented | Saylite | CITE48LRFV37W4600LLBDMV50K(MDB3,MDT4,MDT4W) | Indoor Luminaires | Linear Ambient | Direct Linear Ambient Luminaires |  |  |  | Standard | [16 empty] | 2018-06-22 | Yes | Continuous Dimming to 10% or below | [23 empty] | IIIMDP | [10 empty] | 4780 | 129 | 37 | 8.4 | 1 | 3000 | 83 |  |  |  |  | 4 |  | TRUE | [6 empty] | No | [9 empty] | AC | Updated on 03/29/2019, Updated on 10/31/2019
Solid State Lighting | 5 | PL3M41C1AHOU | Saylite/Texas Fluorescents Reinvented | Saylite | LXT22LZ32W3900LDMV40K | Indoor Luminaires | Troffer | 2x2 Luminaires for Ambient Lighting of Interior Commercial Spaces |  |  |  | Standard | [16 empty] | 2018-06-22 | Not Yet Verified | Continuous Dimming to 10% or below | [23 empty] | IIIMDR | [10 empty] | 3935 | 122.9 | 32 | 7.2 | 0.995 | 4000 | 83 | [13 empty] | No | [9 empty] | AC | Updated on 10/31/2019
Solid State Lighting | 5 | PL3MB3VUQAH4 | Saylite/Texas Fluorescents Reinvented | Saylite | C96LFRV74W10050LDMV50K | Indoor Luminaires | Linear Ambient | Direct Linear Ambient Luminaires |  |  |  | Standard | [16 empty] | 2018-06-22 | Yes | Continuous Dimming to 10% or below | [23 empty] | IIIMDO | [10 empty] | 9532.07 | 128.81 | 74 | 8.7 | 0.99 | 5000 | 83 |  |  |  |  | 8 | [8 empty] | No | [9 empty] | AC | Updated on 10/31/2019
Solid State Lighting | 5 | PL3NX5SM5EXW | Saylite/Texas Fluorescents Reinvented | Saylite | 4RB (421 or 501) F48W6500LDMV35K | Indoor Retrofit Kit | Linear Ambient | Retrofit Kits for Direct Linear Ambient Luminaires | General Purpose |  |  | Standard | [16 empty] | 2018-10-08 | Yes | Continuous Dimming to 10% or below | [23 empty] | VVVXDX | [10 empty] | 6349 | 132.27 | 48 | 8.8 | 0.939 | 3500 | 84 |  |  |  |  | 4 | 4.0 ft | [7 empty] | No | [9 empty] | AC | Updated on 10/31/2019
Solid State Lighting | 5 | PL3OGLJVXSAM | Saylite/Texas Fluorescents Reinvented | Saylite | CITE24LRFV22W2500LLBDMV40K(MDB3,MDT4,MDT4W) | Indoor Luminaires | Linear Ambient | Direct Linear Ambient Luminaires |  |  |  | Standard | [16 empty] | 2018-06-22 | Yes | Continuous Dimming to 10% or below | [23 empty] | IIIMDP | [10 empty] | 2559.58 | 121.88 | 21 | 10.6 | 0.99 | 3000 | 83 |  |  |  |  | 2 |  | TRUE | [6 empty] | No | [9 empty] | AC | Updated on 03/29/2019, Updated on 10/31/2019
Solid State Lighting | 5 | PL3RW24OG6O2 | Saylite/Texas Fluorescents Reinvented | Saylite | LPLINFR96LUF40WD80WDMV35KWH | Indoor Luminaires | Linear Ambient | Direct Linear Ambient Luminaires |  |  |  | Standard | [16 empty] | 2018-06-22 | Yes | Continuous Dimming to 10% or below | [23 empty] | IIIMDQ | [10 empty] | 15320 | 127.67 | 120 | 9.9 | 0.97 | 3500 | 84 |  |  |  |  | 8 | 8.0 ft | [7 empty] | No | [9 empty] | AC | Updated on 10/31/2019
Solid State Lighting | 5 | PL3SW9CYP35M | Saylite/Texas Fluorescents Reinvented | Saylite | (SS)HBG48LD355W50000LDHV40K(all options except WG) | Indoor Luminaires | High-Bay | High-Bay Luminaires for Commercial and Industrial Buildings |  |  |  | Premium | [16 empty] | 2018-10-24 | Yes | Continuous Dimming to 10% or below | [23 empty] | VVVXGA | [10 empty] | 48425 | 137.104 | 353.2 | 16.1 | 0.898 | 4000 | 84 | [13 empty] | No | [9 empty] | AC | Updated on 10/31/2019
Solid State Lighting | 5 | PL3TF2AYCXVA | Saylite/Texas Fluorescents Reinvented | Saylite | 131A22LV22W2550LDMV30K | Indoor Luminaires | Troffer | 2x2 Luminaires for Ambient Lighting of Interior Commercial Spaces |  |  | TRUE | Standard |  |  | 2357 | 106.2 | 22.2 | 9.9 | 0.939 | 3112 | 82 | [5 empty] | 5 | 60000 | 2018-06-22 | No | Continuous Dimming to 10% or below | [23 empty] | IIIMDM | [10 empty] | 2369 | 107 | 22.2 | 9.4 | 0.95 | 3000 | 82 | [6 empty] | TRUE | [6 empty] | No | [9 empty] | AC | Updated on 10/31/2019
Solid State Lighting | 5 | PL3XZE3W4NV3 | Saylite/Texas Fluorescents Reinvented | Saylite | (SS)HBG48LFRD104W13000LDMV35K(all options except WG) | Indoor Luminaires | High-Bay | High-Bay Luminaires for Commercial and Industrial Buildings |  |  | TRUE | Standard |  |  | 12191 | 120.6 | 101.1 | 15.1 | 0.945 | 3510 | 84 |  | 84 | 95 |  |  | 5 | 50000 | 2018-10-24 | Yes | Continuous Dimming to 10% or below | [23 empty] | VVVXGA | [10 empty] | 12190 | 120.6 | 101.1 | 15.1 | 0.945 | 3500 | 84 | [13 empty] | No | [9 empty] | AC | Updated on 10/31/2019
Solid State Lighting | 5 | PL41B8FX0VQG | Saylite/Texas Fluorescents Reinvented | Saylite | BOLPF18W2000LMV50KBZ | Outdoor Luminaires | Low Output | Bollards |  |  |  | Standard | [16 empty] | 2019-02-12 | No | Not Dimmable | [23 empty] | XXXCYC | [10 empty] | 2090.47 | 113.37 | 18.44 | 8.36 | 0.993 | 4954 | 82.4 | [13 empty] | No | [9 empty] | AC | Updated on 10/31/2019
Solid State Lighting | 5 | PL449MV4R76I | Saylite/Texas Fluorescents Reinvented | Saylite | (SS)HBG48LFRD215W27000LDHV35K(all options except WG) | Indoor Luminaires | High-Bay | High-Bay Luminaires for Commercial and Industrial Buildings |  |  |  | Standard | [16 empty] | 2018-10-24 | Yes | Continuous Dimming to 10% or below | [23 empty] | VVVXGA | [10 empty] | 26900 | 125.107 | 215 | 16.1 | 0.898 | 3500 | 84 | [13 empty] | No | [9 empty] | AC | Updated on 10/31/2019
Solid State Lighting | 5 | PL49VQBSK1YK | Saylite/Texas Fluorescents Reinvented | Saylite | LPLINFR48LUF30WD60WDMV50KWH | Indoor Luminaires | Linear Ambient | Direct Linear Ambient Luminaires |  |  |  | Standard | [16 empty] | 2018-06-22 | Yes | Continuous Dimming to 10% or below | [23 empty] | IIIMDQ | [10 empty] | 11145 | 123.42 | 90 | 6.1 | 1 | 5000 | 83 |  |  |  |  | 4 | [8 empty] | No | [9 empty] | AC | Updated on 10/31/2019
Solid State Lighting | 5 | PL4CNLAZ13S0 | Saylite/Texas Fluorescents Reinvented | Saylite | C48LFRV37W5000LDMV30K | Indoor Luminaires | Linear Ambient | Direct Linear Ambient Luminaires |  |  |  | Standard | [16 empty] | 2018-06-22 | Yes | Continuous Dimming to 10% or below | [23 empty] | IIIMDO | [10 empty] | 4379.7 | 120.8 | 36.27 | 8.7 | 0.99 | 3000 | 83 |  |  |  |  | 4 |  | TRUE | [6 empty] | No | [9 empty] | AC | Updated on 10/31/2019
Solid State Lighting | 5 | PL4FDIS3JB4L | Saylite/Texas Fluorescents Reinvented | Saylite | 207A248LV37W4500LDMV50K | Indoor Luminaires | Linear Ambient | Direct Linear Ambient Luminaires |  |  |  | Standard | [16 empty] | 2018-06-22 | Yes | Continuous Dimming to 10% or below | [23 empty] | IIIMDN | [10 empty] | 4521.24 | 122.2 | 37 | 8.4 | 1 | 5000 | 83 |  |  |  |  | 4 | 4.0 ft | [7 empty] | No | [9 empty] | AC | Updated on 10/31/2019
Solid State Lighting | 5 | PL4G135S7P16 | Saylite/Texas Fluorescents Reinvented | Saylite | LPLINFR48LF24W3000LDMV50KWH | Indoor Luminaires | Linear Ambient | Direct Linear Ambient Luminaires |  |  |  | Standard | [16 empty] | 2018-06-22 | Yes | Continuous Dimming to 10% or below | [23 empty] | IIIMDQ | [10 empty] | 3115 | 136.6 | 22.81 | 8.1 | 0.99 | 5000 | 83 |  |  |  |  | 4 | [8 empty] | No | [9 empty] | AC | Updated on 10/31/2019
Solid State Lighting | 5 | PL4K7QRLFNP3 | Saylite/Texas Fluorescents Reinvented | Saylite | 8RB (421 or 501) F118W15800LDMV40K | Indoor Retrofit Kit | Linear Ambient | Retrofit Kits for Direct Linear Ambient Luminaires | General Purpose |  |  | Standard | [16 empty] | 2018-10-08 | Yes | Continuous Dimming to 10% or below | [23 empty] | VVVXDX | [10 empty] | 15832 | 135.99 | 116.42 | 8.8 | 0.939 | 4000 | 84 |  |  |  |  | 8 | 8.0 ft | [7 empty] | No | [9 empty] | AC | Updated on 10/31/2019
Solid State Lighting | 5 | PL4MCGM859AQ | Saylite/Texas Fluorescents Reinvented | Saylite | C96LV74W10050LDMV30K | Indoor Luminaires | Linear Ambient | Direct Linear Ambient Luminaires |  |  |  | Standard | [16 empty] | 2018-06-22 | Yes | Continuous Dimming to 10% or below | [23 empty] | IIIMDO | [10 empty] | 9418 | 127 | 74 | 8.7 | 1 | 3000 | 82 |  |  |  |  | 8 |  | TRUE | [6 empty] | No | [9 empty] | AC | Updated on 10/31/2019
Solid State Lighting | 5 | PL4MPBNT623Q | Saylite/Texas Fluorescents Reinvented | Saylite | C48LV37W5000LDMV30K | Indoor Luminaires | Low-Bay | Low-Bay Luminaires for Commercial and Industrial Buildings |  |  |  | Standard | [16 empty] | 2018-06-22 | Yes | Continuous Dimming to 10% or below | [23 empty] | IIIMDO | [10 empty] | 4709 | 129.6 | 36.33 | 8.7 | 1 | 3000 | 82 | [6 empty] | TRUE | [6 empty] | No | [9 empty] | AC | Updated on 10/31/2019
Solid State Lighting | 5 | PL4PHYZSUTR1 | Saylite/Texas Fluorescents Reinvented | Saylite | LPLINFR48LUF12WD24WDMV30KWH | Indoor Luminaires | Linear Ambient | Direct Linear Ambient Luminaires |  |  | TRUE | Standard |  |  | 10892.8 | 122.4 | 88.97 | 6.2 | 0.985 | 5189 | 83 | [5 empty] | 5 | 50000 | 2018-06-22 | Yes | Continuous Dimming to 10% or below | [23 empty] | IIIMDQ | [10 empty] | 4579 | 129.72 | 35.3 | 9.9 | 0.97 | 3000 | 84 |  |  |  |  | 4 | 4.0 ft | TRUE | [6 empty] | No | [9 empty] | AC | Updated on 10/31/2019
Solid State Lighting | 5 | PL4PZY1LE4A4 | Saylite/Texas Fluorescents Reinvented | Saylite | LXT22LZ24W3000LDMV30K | Indoor Luminaires | Troffer | 2x2 Luminaires for Ambient Lighting of Interior Commercial Spaces |  |  |  | Standard | [16 empty] | 2018-06-22 | Not Yet Verified | Continuous Dimming to 10% or below | [23 empty] | IIIMDR | [10 empty] | 2820 | 117.53 | 24 | 12 | 0.991 | 3000 | 83 | [6 empty] | TRUE | [6 empty] | No | [9 empty] | AC | Updated on 10/31/2019
Solid State Lighting | 5 | PL4Q2FGF1V3E | Saylite/Texas Fluorescents Reinvented | Saylite | (SS)HBG48LD132W20000LDHV50K(all options except WG) | Indoor Luminaires | High-Bay | High-Bay Luminaires for Commercial and Industrial Buildings |  |  |  | Premium | [16 empty] | 2018-10-24 | Yes | Continuous Dimming to 10% or below | [23 empty] | VVVXGA | [10 empty] | 20190 | 151.805 | 133 | 13.9 | 0.926 | 5000 | 84 | [13 empty] | No | [9 empty] | AC | Updated on 10/31/2019
Solid State Lighting | 5 | PL4QRJ38M57S | Saylite/Texas Fluorescents Reinvented | Saylite | (SS)HBG48LD215W30000LDHV50K(all options except WG) | Indoor Luminaires | High-Bay | High-Bay Luminaires for Commercial and Industrial Buildings |  |  |  | Premium | [16 empty] | 2018-10-24 | Yes | Continuous Dimming to 10% or below | [23 empty] | VVVXGA | [10 empty] | 33655 | 156.535 | 215 | 16.1 | 0.898 | 5000 | 84 | [13 empty] | No | [9 empty] | AC | Updated on 10/31/2019
Solid State Lighting | 5 | PL4UGEUPLE6T | Saylite/Texas Fluorescents Reinvented | Saylite | LPLINFR48LUF12WD24WDMV50KWH | Indoor Luminaires | Linear Ambient | Direct Linear Ambient Luminaires |  |  |  | Standard | [16 empty] | 2018-06-22 | Yes | Continuous Dimming to 10% or below | [23 empty] | IIIMDQ | [10 empty] | 4937 | 139.86 | 35.3 | 9.9 | 0.97 | 5000 | 83 |  |  |  |  | 4 | 4.0 ft | [7 empty] | No | [9 empty] | AC | Updated on 10/31/2019
Solid State Lighting | 5 | PL4VZ1M6OXYR | Saylite/Texas Fluorescents Reinvented | Saylite | LXT22LZ32W3900LDMV30K | Indoor Luminaires | Troffer | 2x2 Luminaires for Ambient Lighting of Interior Commercial Spaces |  |  |  | Standard | [16 empty] | 2018-06-22 | Not Yet Verified | Continuous Dimming to 10% or below | [23 empty] | IIIMDR | [10 empty] | 3655 | 114.28 | 32 | 7.2 | 0.995 | 3000 | 83 | [6 empty] | TRUE | [6 empty] | No | [9 empty] | AC | Updated on 10/31/2019
Solid State Lighting | 5 | PL50TBT7PUCC | Saylite/Texas Fluorescents Reinvented | Saylite | S48LFRV37W5000LDMV40K | Indoor Luminaires | Linear Ambient | Direct Linear Ambient Luminaires |  |  |  | Standard | [16 empty] | 2018-06-22 | Yes | Continuous Dimming to 10% or below | [23 empty] | IIIMDO | [10 empty] | 4684.57 | 126.61 | 37 | 8.7 | 0.99 | 4000 | 83 |  |  |  |  | 4 | [8 empty] | No | [9 empty] | AC | Updated on 10/31/2019
Solid State Lighting | 5 | PL53A65PK3B4 | Saylite/Texas Fluorescents Reinvented | Saylite | HBIHO24L245W34300LDMV40K | Indoor Luminaires | High-Bay | High-Bay Luminaires for Commercial and Industrial Buildings |  |  |  | Premium | [16 empty] | 2017-10-24 | No | Continuous Dimming to 10% or below | [23 empty] | ZZZBBT | [10 empty] | 33384 | 139.1 | 240 | 8.5 | 0.96 | 4000 | 82 | [13 empty] | No | [9 empty] | AC | Updated on 10/31/2019
Solid State Lighting | 5 | PL53N24ONR8B | Saylite/Texas Fluorescents Reinvented | Saylite | HBIHO12L100W13900LDMV40K | Indoor Luminaires | High-Bay | High-Bay Luminaires for Commercial and Industrial Buildings |  |  |  | Premium | [16 empty] | 2017-10-24 | No | Continuous Dimming to 10% or below | [23 empty] | ZZZBBT | [10 empty] | 13910 | 139.1 | 100 | 8.5 | 0.96 | 4000 | 82 | [13 empty] | No | [9 empty] | AC | Updated on 10/31/2019
Solid State Lighting | 5.1 | PL57M1I3 | Saylite/Texas Fluorescents Reinvented | Saylite | S96LFRY30WD(D,G,DALI,DEXAL,SR)MV40Koooo | Indoor Luminaires | Linear Ambient | Direct Linear Ambient Luminaires |  |  |  | Standard | [16 empty] | 2021-09-30 | Yes | Continuous Dimming to 10% or below | LLLC,Energy Monitoring,High End Trim | Multifunction Sensor, Sensor Receptacle, Daylight Sensing, Occupancy Sensing | 0-10V Analog, DALI, DMX, Phase Cut | Zigbee,Bluetooth,WiFi | No | No | Yes | Yes | Yes | Yes | Autani Energy Center, Avi-on, Douglas Dialog, Enlighted IOT System, Lutron- Vive, McWoing TruBlu, Nedap Luxon, Signify Easysense | Yes | Yes | No | Yes | Yes | Yes | Yes | No | Yes | Yes | Yes | No | RRRWGM | [10 empty] | 4655 | 158.24 | 29.42 | 9.4 | 0.991 | 4000 | 84 | 9 | 83 | 98 | -11 | 8 |  |  |  |  | No | No | No | No | No | [9 empty] | AC |  | 120 | 277 |  |  | 4655 | 29.42
Solid State Lighting | 5 | PL58HZ0QJQ0N | Saylite/Texas Fluorescents Reinvented | Saylite | LPLINFR96LF120W13800LDMV30KWH | Indoor Luminaires | Linear Ambient | Direct Linear Ambient Luminaires |  |  |  | Standard | [16 empty] | 2018-06-22 | Yes | Continuous Dimming to 10% or below | [23 empty] | IIIMDQ | [10 empty] | 13184 | 111.35 | 118.4 | 4.6 | 1 | 3000 | 84 |  |  |  |  | 8 |  | TRUE | [6 empty] | No | [9 empty] | AC | Updated on 10/31/2019
Solid State Lighting | 5.1 | PL59G4T6 | Saylite/Texas Fluorescents Reinvented | Saylite | 209A48LY50WDMV30Koooo | Indoor Luminaires | Linear Ambient | Direct Linear Ambient Luminaires |  |  |  | Standard | [16 empty] | 2021-11-02 | No | Continuous Dimming to 10% or below | No Control Capability | No Sensor | 0-10V Analog | No Wireless Protocol | No | No | No | No | No | No |  | No | No | No | Yes | No | No | No | No | No | No | No | No | VVVZVR | [10 empty] | 7328 | 146.57 | 50 | 13.2 | 0.898 | 3000 | 84 | 9 | 84 | 97 | -11 | 4 | 4.0 ft |  |  |  | No | No | No | No | No | [9 empty] | AC |  | 120 | 277 |  |  | 7328 | 50
Solid State Lighting | 5 | PL5A8FXWL36J | Saylite/Texas Fluorescents Reinvented | Saylite | HBG24LD132W18800LDMV35K | Indoor Luminaires | High-Bay | High-Bay Luminaires for Commercial and Industrial Buildings |  |  |  | Premium | [16 empty] | 2018-12-19 | Yes | Continuous Dimming to 10% or below | [23 empty] | ZZZCIO | [10 empty] | 18270 | 138.409 | 132 | 11.6 | 0.971 | 3500 | 84 | [13 empty] | No | [9 empty] | AC | Updated on 10/31/2019
Solid State Lighting | 5 | PL5BF4SDN587 | Saylite/Texas Fluorescents Reinvented | Saylite | 209A24LV22W2650LDMV35K | Indoor Luminaires | Linear Ambient | Direct Linear Ambient Luminaires |  |  |  | Standard | [16 empty] | 2018-06-22 | Yes | Continuous Dimming to 10% or below | [23 empty] | IIIMDN | [10 empty] | 2546.18 | 115.74 | 22 | 10 | 0.99 | 3500 | 82 |  |  |  |  | 2 | 2.0 ft | [7 empty] | No | [9 empty] | AC | Updated on 10/31/2019
Solid State Lighting | 5 | PL5C5647ZW9X | Saylite/Texas Fluorescents Reinvented | Saylite | LPLINFR48LF60W6900LDMV50KWH | Indoor Luminaires | Linear Ambient | Direct Linear Ambient Luminaires |  |  |  | Standard | [16 empty] | 2018-06-22 | Yes | Continuous Dimming to 10% or below | [23 empty] | IIIMDQ | [10 empty] | 7105 | 120.02 | 59.2 | 4.6 | 1 | 5000 | 83 |  |  |  |  | 4 | [8 empty] | No | [9 empty] | AC | Updated on 10/31/2019
Solid State Lighting | 5 | PL5DJRT4OFVH | Saylite/Texas Fluorescents Reinvented | Saylite | 4RB (421 or 501) F48W6500LDMV50K | Indoor Retrofit Kit | Linear Ambient | Retrofit Kits for Direct Linear Ambient Luminaires | General Purpose |  |  | Standard | [16 empty] | 2018-10-08 | Yes | Continuous Dimming to 10% or below | [23 empty] | VVVXDX | [10 empty] | 6755 | 140.73 | 48 | 8.8 | 0.939 | 5000 | 83 |  |  |  |  | 4 | [8 empty] | No | [9 empty] | AC | Updated on 10/31/2019
Solid State Lighting | 5 | PL5FFQT8ATGL | Saylite/Texas Fluorescents Reinvented | Saylite | LXT24LZ55W6950LDMV40K(EM) | Indoor Luminaires | Troffer | 2x4 Luminaires for Ambient Lighting of Interior Commercial Spaces |  |  |  | Standard | [16 empty] | 2018-06-22 | Yes | Continuous Dimming to 10% or below | [23 empty] | IIIMDS | [10 empty] | 6975 | 127 | 55 | 5 | 0.991 | 4000 | 83 | [13 empty] | No | [9 empty] | AC | Updated on 10/31/2019
Solid State Lighting | 5 | PL5MDK4G5E1G | Saylite/Texas Fluorescents Reinvented | Saylite | HBIHO22L120W16700LDMV50K | Indoor Luminaires | High-Bay | High-Bay Luminaires for Commercial and Industrial Buildings |  |  |  | Premium | [16 empty] | 2017-10-24 | No | Continuous Dimming to 10% or below | [23 empty] | ZZZBBT | [10 empty] | 16692 | 139.1 | 120 | 8.5 | 0.96 | 5000 | 82 | [13 empty] | No | [9 empty] | AC | Updated on 10/31/2019
Solid State Lighting | 5 | PL5QSUXL3QH1 | Saylite/Texas Fluorescents Reinvented | Saylite | LPLINFR96LF96W11850LDMV35KWH | Indoor Luminaires | Linear Ambient | Direct Linear Ambient Luminaires |  |  |  | Standard | [16 empty] | 2018-06-22 | Yes | Continuous Dimming to 10% or below | [23 empty] | IIIMDQ | [10 empty] | 11500 | 119.8 | 96 | 4.6 | 1 | 3500 | 84 |  |  |  |  | 8 | 8.0 ft | [7 empty] | No | [9 empty] | AC | Updated on 10/31/2019
Solid State Lighting | 5 | PL5TQO9EDI0N | Saylite/Texas Fluorescents Reinvented | Saylite | 209A48LV37W4500LDMV50K | Indoor Luminaires | Linear Ambient | Direct Linear Ambient Luminaires |  |  |  | Standard | [16 empty] | 2018-06-22 | Yes | Continuous Dimming to 10% or below | [23 empty] | IIIMDN | [10 empty] | 4521.24 | 122.2 | 37 | 8.4 | 1 | 5000 | 83 |  |  |  |  | 4 | [8 empty] | No | [9 empty] | AC | Updated on 10/31/2019
Solid State Lighting | 5 | PL5UB228VB55 | Saylite/Texas Fluorescents Reinvented | Fleco | PPF15L200W26000LDMV40K[BLANK,BK,GY,WH][Blank,PC][Blank,FSP211L2,FSP211L3,FSP211L7,FSP212DL2,FSP212DL3,FSP212DL7][BLANK,SW,WM] | Outdoor Luminaires | High Output | Outdoor Pole/Arm-Mounted Area and Roadway Luminaires |  |  | TRUE | Premium |  |  | 26096 | 126.68 | 206 | 6.63 | 0.9563 | 4026 | 75.5 | [5 empty] | 5 | 50000 | 2018-09-19 | Yes | Continuous Dimming to 10% or below | [23 empty] | VVVXAP | [10 empty] | 26000 | 130 | 200 | 15 | 0.9 | 4000 | 70 | [13 empty] | No | [9 empty] | AC
Solid State Lighting | 5 | PL5US0S93M8B | Saylite/Texas Fluorescents Reinvented | Saylite | HBG24LFRD89W10100LDMV50K | Indoor Luminaires | High-Bay | High-Bay Luminaires for Commercial and Industrial Buildings |  |  |  | Standard | [16 empty] | 2018-12-19 | Yes | Continuous Dimming to 10% or below | [23 empty] | ZZZCIO | [10 empty] | 10265 | 117.087 | 87.67 | 11.6 | 0.97 | 5000 | 84 | [13 empty] | No | [9 empty] | AC | Updated on 10/31/2019
Solid State Lighting | 5 | PL5WLGU5NMLS | Saylite/Texas Fluorescents Reinvented | Saylite | C96LV74W10050LDMV40K | Indoor Luminaires | Low-Bay | Low-Bay Luminaires for Commercial and Industrial Buildings |  |  |  | Standard | [16 empty] | 2018-06-22 | Yes | Continuous Dimming to 10% or below | [23 empty] | IIIMDO | [10 empty] | 10073.6 | 136.13 | 74 | 8.4 | 1 | 4000 | 82 | [13 empty] | No | [9 empty] | AC | Updated on 10/31/2019
Solid State Lighting | 5 | PL5ZJ04Y2550 | Saylite/Texas Fluorescents Reinvented | Saylite | C24LFRV22 W2800LDMV30K | Indoor Luminaires | Linear Ambient | Direct Linear Ambient Luminaires |  |  |  | Standard | [16 empty] | 2018-06-22 | Yes | Continuous Dimming to 10% or below | [23 empty] | IIIMDO | [10 empty] | 2414.7 | 113.5 | 21.28 | 9.9 | 1 | 3000 | 82 |  |  |  |  | 2 |  | TRUE | [6 empty] | No | [9 empty] | AC | Updated on 10/31/2019
Solid State Lighting | 5 | PL648QMC | Saylite/Texas Fluorescents Reinvented | Fleco Industries | HILFR24LX70W10000LDMV30Koooo (except WG) | Indoor Luminaires | High-Bay | High-Bay Luminaires for Commercial and Industrial Buildings |  |  | TRUE | Premium |  | 120 | 9205.7 | 138.1 | 66.64 | 9.64 | 0.961 | 3124 | 83.6 | [5 empty] | 5 | 50000 | 2020-06-23 | Yes | Continuous Dimming to 10% or below | [23 empty] | TTTVRK | [10 empty] | 9349 | 139.537 | 67 | 10.02 | 0.96 | 3000 | 83 | [13 empty] | No | [9 empty] | AC |  | 120 | 277 |  |  | 9349 | 67
Solid State Lighting | 5 | PL64II0LO2YI | Saylite/Texas Fluorescents Reinvented | Saylite | 4RB (421 or 501) F24W3500LDMV30K | Indoor Retrofit Kit | Linear Ambient | Retrofit Kits for Direct Linear Ambient Luminaires | General Purpose |  | TRUE | Standard |  |  | 3303.6 | 146 | 22.63 | 8.8 | 0.939 | 3088 | 84 | [5 empty] | 5 | 50000 | 2018-10-08 | Yes | Continuous Dimming to 10% or below | [23 empty] | VVVXDX | [10 empty] | 3303 | 145.96 | 22.63 | 8.8 | 0.939 | 3000 | 84 |  |  |  |  | 4 | 4.0 ft | TRUE | [6 empty] | No | [9 empty] | AC | Updated on 10/31/2019
Solid State Lighting | 5 | PL67PV6ZEH2F | Saylite/Texas Fluorescents Reinvented | Saylite | C96LV74W10050LDMV35K | Indoor Luminaires | Linear Ambient | Direct Linear Ambient Luminaires |  |  |  | Standard | [16 empty] | 2018-06-22 | Yes | Continuous Dimming to 10% or below | [23 empty] | IIIMDO | [10 empty] | 9740.01 | 131.62 | 74 | 8.4 | 1 | 3500 | 82 |  |  |  |  | 8 | 8.0 ft | [7 empty] | No | [9 empty] | AC | Updated on 10/31/2019
Solid State Lighting | 5 | PL68M4JOTI06 | Saylite/Texas Fluorescents Reinvented | Saylite | LXT22LZ32W3900LDMV35K | Indoor Luminaires | Troffer | 2x2 Luminaires for Ambient Lighting of Interior Commercial Spaces |  |  |  | Standard | [16 empty] | 2018-06-22 | Not Yet Verified | Continuous Dimming to 10% or below | [23 empty] | IIIMDR | [10 empty] | 3860 | 120.71 | 32 | 7.2 | 0.995 | 3500 | 83 | [13 empty] | No | [9 empty] | AC | Updated on 10/31/2019
Solid State Lighting | 5 | PL68PLZX7EW5 | Saylite/Texas Fluorescents Reinvented | Saylite | 207A224LV22W2650LDMV35K | Indoor Luminaires | Linear Ambient | Direct Linear Ambient Luminaires |  |  |  | Standard | [16 empty] | 2018-06-22 | Yes | Continuous Dimming to 10% or below | [23 empty] | IIIMDN | [10 empty] | 2546.18 | 115.74 | 22 | 10 | 0.99 | 3500 | 82 |  |  |  |  | 2 | 2.0 ft | [7 empty] | No | [9 empty] | AC | Updated on 10/31/2019
Solid State Lighting | 5 | PL6FLHSLU80O | Saylite/Texas Fluorescents Reinvented | Saylite | LXT22LZ20W2450LDMV40K | Indoor Luminaires | Troffer | 2x2 Luminaires for Ambient Lighting of Interior Commercial Spaces |  |  |  | Standard | [16 empty] | 2018-06-22 | Not Yet Verified | Continuous Dimming to 10% or below | [23 empty] | IIIMDR | [10 empty] | 2455 | 121.7 | 20.16 | 13.4 | 0.984 | 4000 | 83 | [13 empty] | No | [9 empty] | AC | Updated on 10/31/2019
Solid State Lighting | 5 | PL6I3V3EX30M | Saylite/Texas Fluorescents Reinvented | Saylite | S48LV37W5000LDMV50K | Indoor Luminaires | Linear Ambient | Direct Linear Ambient Luminaires |  |  |  | Standard | [16 empty] | 2018-06-22 | Yes | Continuous Dimming to 10% or below | [23 empty] | IIIMDO | [10 empty] | 5124.38 | 138.5 | 37 | 8.4 | 1 | 5000 | 82 |  |  |  |  | 4 | [8 empty] | No | [9 empty] | AC | Updated on 10/31/2019
Solid State Lighting | 5 | PL6OVZLK0I23 | Saylite/Texas Fluorescents Reinvented | Saylite | HBG24LD75W10500LDMV35K | Indoor Luminaires | High-Bay | High-Bay Luminaires for Commercial and Industrial Buildings |  |  |  | Premium | [16 empty] | 2018-12-19 | Yes | Continuous Dimming to 10% or below | [23 empty] | ZZZCIO | [10 empty] | 10147 | 138.8 | 73.1 | 11.6 | 0.971 | 3500 | 84 | [13 empty] | No | [9 empty] | AC | Updated on 10/31/2019
Solid State Lighting | 5 | PL6WEFNMWVWH | Saylite/Texas Fluorescents Reinvented | Saylite | 207A248LV37W4500LDMV30K | Indoor Luminaires | Linear Ambient | Direct Linear Ambient Luminaires |  |  | TRUE | Standard |  |  | 4139 | 114 | 36.3 | 9.3 | 0.936 | 3098 | 83 | [5 empty] | 5 | 50000 | 2018-06-22 | Yes | Continuous Dimming to 10% or below | [23 empty] | IIIMDN | [10 empty] | 4227 | 116.4 | 36.33 | 8.4 | 1 | 3000 | 83 |  |  |  |  | 4 |  | TRUE | [6 empty] | No | [9 empty] | AC | Updated on 10/31/2019
Solid State Lighting | 5 | PL6XTX785PFM | Saylite/Texas Fluorescents Reinvented | Saylite | 131A14LV37W4350LDMV50K | Indoor Luminaires | Troffer | 1x4 Luminaires for Ambient Lighting of Interior Commercial Spaces |  |  |  | Standard | [16 empty] | 2018-06-22 | No | Continuous Dimming to 10% or below | [23 empty] | IIIMDM | [10 empty] | 4380 | 118 | 37 | 9.4 | 0.94 | 5000 | 83 | [13 empty] | No | [9 empty] | AC | Updated on 10/31/2019
Solid State Lighting | 5 | PL74LPIIU8YI | Saylite/Texas Fluorescents Reinvented | Saylite | LPLINFR96LUF60WD120WDMV30KWH | Indoor Luminaires | Linear Ambient | Direct Linear Ambient Luminaires |  |  |  | Standard | [16 empty] | 2018-06-22 | Yes | Continuous Dimming to 10% or below | [23 empty] | IIIMDQ | [10 empty] | 20668 | 114.82 | 180 | 9.9 | 0.97 | 3000 | 84 |  |  |  |  | 8 | 8.0 ft | TRUE | [6 empty] | No | [9 empty] | AC | Updated on 10/31/2019
Solid State Lighting | 5 | PL78JBMI0EZC | Saylite/Texas Fluorescents Reinvented | Saylite | S96LV74W10050LDMV40K | Indoor Luminaires | Low-Bay | Low-Bay Luminaires for Commercial and Industrial Buildings |  |  |  | Standard | [16 empty] | 2018-06-22 | Yes | Continuous Dimming to 10% or below | [23 empty] | IIIMDO | [10 empty] | 10073.6 | 136.13 | 74 | 8.4 | 1 | 4000 | 82 | [13 empty] | No | [9 empty] | AC | Updated on 10/31/2019
Solid State Lighting | 5 | PL7CKGBP0IZE | Saylite/Texas Fluorescents Reinvented | Saylite | S24LFRV22W2800LDMV40K | Indoor Luminaires | Linear Ambient | Direct Linear Ambient Luminaires |  |  |  | Standard | [16 empty] | 2018-06-22 | Yes | Continuous Dimming to 10% or below | [23 empty] | IIIMDO | [10 empty] | 2582.79 | 117.4 | 22 | 9.9 | 1 | 4000 | 82 |  |  |  |  | 2 | 2.0 ft | [7 empty] | No | [9 empty] | AC | Updated on 10/31/2019
Solid State Lighting | 5 | PL7MDEEFVA6I | Saylite/Texas Fluorescents Reinvented | Saylite | HBG24LFRD75W8500LDMV50K | Indoor Luminaires | Low-Bay | Low-Bay Luminaires for Commercial and Industrial Buildings |  |  |  | Standard | [16 empty] | 2018-12-19 | Yes | Continuous Dimming to 10% or below | [23 empty] | ZZZCIO | [10 empty] | 8555 | 117.353 | 72.9 | 11.6 | 0.97 | 5000 | 84 | [13 empty] | No | [9 empty] | AC | Updated on 10/31/2019
Solid State Lighting | 5 | PL7S0MITPI7I | Saylite/Texas Fluorescents Reinvented | Saylite | S24LFRV22W2800LDMV30K | Indoor Luminaires | Linear Ambient | Direct Linear Ambient Luminaires |  |  | TRUE | Standard |  |  | 2414.7 | 113.5 | 21.28 | 9.9 | 0.952 | 3082 | 83 | [5 empty] | 5 | 50000 | 2018-06-22 | Yes | Continuous Dimming to 10% or below | [23 empty] | IIIMDO | [10 empty] | 2414.7 | 113.5 | 21.28 | 9.9 | 1 | 3000 | 82 |  |  |  |  | 2 | 2.0 ft | TRUE | [6 empty] | No | [9 empty] | AC | Updated on 10/31/2019
Solid State Lighting | 5 | PL7Y6I1P900Z | Saylite/Texas Fluorescents Reinvented | Saylite | HBG24LD89W12400LDHV50K | Indoor Luminaires | High-Bay | High-Bay Luminaires for Commercial and Industrial Buildings |  |  |  | Premium | [16 empty] | 2018-12-19 | Yes | Continuous Dimming to 10% or below | [23 empty] | ZZZCIO | [10 empty] | 12514 | 142.205 | 88 | 12.1 | 0.971 | 5000 | 84 | [13 empty] | No | [9 empty] | AC | Updated on 10/31/2019
Solid State Lighting | 5.1 | PL805PV6 | Saylite/Texas Fluorescents Reinvented | Saylite | C96LY40WD(D,G,DALI,DEXAL,SR)MV50Koooo | Indoor Luminaires | Linear Ambient | Direct Linear Ambient Luminaires |  |  |  | Standard | [16 empty] | 2021-09-30 | Yes | Continuous Dimming to 10% or below | LLLC,Energy Monitoring,High End Trim | Multifunction Sensor, Sensor Receptacle, Daylight Sensing, Occupancy Sensing | 0-10V Analog, DALI, DMX, Phase Cut | Zigbee,Bluetooth,WiFi | No | No | Yes | Yes | Yes | Yes | Autani Energy Center, Avi-on, Douglas Dialog, Enlighted IOT System, Lutron- Vive, McWoing TruBlu, Nedap Luxon, Signify Easysense | Yes | Yes | No | Yes | Yes | Yes | Yes | No | Yes | Yes | Yes | No | RRRWGM | [10 empty] | 6807 | 170.17 | 40 | 13.2 | 0.898 | 5000 | 82 | 10 | 81 | 97 | -12 | 8 |  |  |  |  | No | No | No | No | No | [9 empty] | AC |  | 120 | 277 |  |  | 6807 | 40
Solid State Lighting | 5 | PL85BQRL7IBJ | Saylite/Texas Fluorescents Reinvented | Saylite | HBIHO24L325W45500LDMV50K | Indoor Luminaires | High-Bay | High-Bay Luminaires for Commercial and Industrial Buildings |  |  |  | Premium | [16 empty] | 2017-10-24 | No | Continuous Dimming to 10% or below | [23 empty] | ZZZBBT | [10 empty] | 44512 | 139.1 | 320 | 8.5 | 0.96 | 5000 | 82 | [13 empty] | No | [9 empty] | AC | Updated on 10/31/2019
Solid State Lighting | 5 | PL86C58CTDWD | Saylite/Texas Fluorescents Reinvented | Saylite | HBG24LFRD75W8500LDHV35K | Indoor Luminaires | Low-Bay | Low-Bay Luminaires for Commercial and Industrial Buildings |  |  |  | Standard | [16 empty] | 2018-12-19 | Yes | Continuous Dimming to 10% or below | [23 empty] | ZZZCIO | [10 empty] | 8319 | 113.446 | 73.33 | 14.6 | 0.938 | 3500 | 84 | [13 empty] | No | [9 empty] | AC | Updated on 10/31/2019
Solid State Lighting | 5 | PL877FUG54US | Saylite/Texas Fluorescents Reinvented | Saylite | D2D12L45W4900LMV50K | Outdoor Luminaires | Low Output | Outdoor Pole/Arm-Mounted Area and Roadway Luminaires |  |  |  | Standard | [16 empty] | 2017-11-02 | Yes | Not Dimmable | [23 empty] | IIILGW | [10 empty] | 4930 | 110 | 45 | 20 | 0.9 | 5000 | 72 | [13 empty] | No | [9 empty] | AC | Updated on 11/29/2018, Updated on 10/31/2019
Solid State Lighting | 5 | PL89PGQ7NGMT | Saylite/Texas Fluorescents Reinvented | Saylite | (SS)HBG48LD355W50000LDMV50K(all options except WG) | Indoor Luminaires | High-Bay | High-Bay Luminaires for Commercial and Industrial Buildings |  |  |  | Premium | [16 empty] | 2018-10-24 | Yes | Continuous Dimming to 10% or below | [23 empty] | VVVXGA | [10 empty] | 48910 | 138.396 | 353.4 | 15 | 0.945 | 5000 | 84 | [13 empty] | No | [9 empty] | AC | Updated on 10/31/2019
Solid State Lighting | 5 | PL8C2G0YSD0A | Saylite/Texas Fluorescents Reinvented | Saylite | LXT24LZ28W3600LDMV35K(EM) | Indoor Luminaires | Troffer | 2x4 Luminaires for Ambient Lighting of Interior Commercial Spaces |  |  |  | Standard | [16 empty] | 2018-06-22 | Yes | Continuous Dimming to 10% or below | [23 empty] | IIIMDS | [10 empty] | 3540 | 130 | 27.23 | 11.6 | 0.982 | 3500 | 83 | [13 empty] | No | [9 empty] | AC | Updated on 10/31/2019
Solid State Lighting | 5 | PL8F77C01IEN | Saylite/Texas Fluorescents Reinvented | Saylite | (SS)HBG48LFRD280W35000LDHV50K(all options except WG) | Indoor Luminaires | High-Bay | High-Bay Luminaires for Commercial and Industrial Buildings |  |  |  | Standard | [16 empty] | 2018-10-24 | Yes | Continuous Dimming to 10% or below | [23 empty] | VVVXGA | [10 empty] | 35245 | 125.875 | 280 | 16.1 | 0.898 | 5000 | 84 | [13 empty] | No | [9 empty] | AC | Updated on 10/31/2019
Solid State Lighting | 5 | PL8JXE0T1NRX | Saylite/Texas Fluorescents Reinvented | Fleco | PPF15L150W19500LD48050K[BLANK,BK,GY,WH][Blank,PC][Blank,FSP211L2,FSP211L3,FSP211L7,FSP212DL2,FSP212DL3,FSP212DL7][BLANK,SW,WM] | Outdoor Luminaires | High Output | Outdoor Pole/Arm-Mounted Area and Roadway Luminaires |  |  |  | Premium | [16 empty] | 2018-09-19 | Yes | Continuous Dimming to 10% or below | [23 empty] | VVVXAO | [10 empty] | 19700 | 131 | 150 | 15 | 0.9 | 5000 | 70 | [13 empty] | No | [9 empty] | AC
Solid State Lighting | 5 | PL8KKE51KXEN | Saylite/Texas Fluorescents Reinvented | Saylite | LPLINFR96LUF32WD64WDMV40KWH | Indoor Luminaires | Linear Ambient | Direct Linear Ambient Luminaires |  |  |  | Standard | [16 empty] | 2018-06-22 | Yes | Continuous Dimming to 10% or below | [23 empty] | IIIMDQ | [10 empty] | 12940 | 134.79 | 96 | 9.9 | 0.97 | 4000 | 84 |  |  |  |  | 8 | 8.0 ft | [7 empty] | No | [9 empty] | AC | Updated on 10/31/2019
Solid State Lighting | 5 | PL8KO7YTORHT | Saylite/Texas Fluorescents Reinvented | Saylite | LPLINFR48LUF30WD60WDMV40KWH | Indoor Luminaires | Linear Ambient | Direct Linear Ambient Luminaires |  |  |  | Standard | [16 empty] | 2018-06-22 | Yes | Continuous Dimming to 10% or below | [23 empty] | IIIMDQ | [10 empty] | 10820 | 119.82 | 90 | 6.1 | 1 | 4000 | 84 |  |  |  |  | 4 | [8 empty] | No | [9 empty] | AC | Updated on 10/31/2019
Solid State Lighting | 5 | PL8OAFGYN8L3 | Saylite/Texas Fluorescents Reinvented | Saylite | C48LV37W5000LDMV50K | Indoor Luminaires | Low-Bay | Low-Bay Luminaires for Commercial and Industrial Buildings |  |  |  | Standard | [16 empty] | 2018-06-22 | Yes | Continuous Dimming to 10% or below | [23 empty] | IIIMDO | [10 empty] | 5124.38 | 138.5 | 37 | 8.4 | 1 | 5000 | 82 | [13 empty] | No | [9 empty] | AC | Updated on 10/31/2019
Solid State Lighting | 5.1 | PL8PLA2X | Saylite/Texas Fluorescents Reinvented | Saylite | RKCIT96LY108WDMV40K | Indoor Retrofit Kit | Linear Ambient | Retrofit Kits for Direct Linear Ambient Luminaires | Luminaire Specific |  |  | Standard | [16 empty] | 2021-04-28 | Yes | Continuous Dimming to 10% or below | Energy Monitoring, High-end Trim, Autani Energy Center, Avi-on, Douglas Dialog, Enlighted IOT System, Lutron- Vive, McWoing TruBlu, Nedap Luxon, Signify Easysense | Daylight Sensor, Occupancy Sensor, Multifunction Sensor, Integral Sensor Receptacle | 0-10V Analog,DALI,DMX | Zigbee, Bluetooth, Wifi | No | No | Yes | Yes | Yes | Yes | Autani Energy Center, Avi-on, Douglas Dialog, Enlighted IOT System, Lutron- Vive, McWoing TruBlu, Nedap Luxon, Signify Easysense | Yes | Yes | No | Yes | Yes | Yes | No | No | Yes | Yes | Yes |  | BBBFSF | [10 empty] | 15167.8 | 144.044 | 105.3 | 9.5 | 0.902 | 4000 | 84 | 10 | 84 | 98 | -11 | 8 | 8.0 ft |  |  |  | No | No | No | No | No | [9 empty] | AC |  | 120 | 277 |  |  | 15167.8 | 105.3
Solid State Lighting | 5 | PL8XG08AUIOQ | Saylite/Texas Fluorescents Reinvented | Saylite | HBG24LD132W18800LDMV40K | Indoor Luminaires | High-Bay | High-Bay Luminaires for Commercial and Industrial Buildings |  |  |  | Premium | [16 empty] | 2018-12-19 | Yes | Continuous Dimming to 10% or below | [23 empty] | ZZZCIO | [10 empty] | 18835 | 142.689 | 132 | 11.6 | 0.971 | 4000 | 84 | [13 empty] | No | [9 empty] | AC | Updated on 10/31/2019
Solid State Lighting | 5 | PL90NNQM5MSX | Saylite/Texas Fluorescents Reinvented | Saylite | S48LFRV37W5000LDMV35K | Indoor Luminaires | Linear Ambient | Direct Linear Ambient Luminaires |  |  |  | Standard | [16 empty] | 2018-06-22 | Yes | Continuous Dimming to 10% or below | [23 empty] | IIIMDO | [10 empty] | 4529.45 | 122.42 | 37 | 8.7 | 0.99 | 3500 | 83 |  |  |  |  | 4 | [8 empty] | No | [9 empty] | AC | Updated on 10/31/2019
Solid State Lighting | 5 | PL94SZI1J117 | Saylite/Texas Fluorescents Reinvented | Saylite | S96LV74W10050LDMV30K | Indoor Luminaires | Low-Bay | Low-Bay Luminaires for Commercial and Industrial Buildings |  |  |  | Standard | [16 empty] | 2018-06-22 | Yes | Continuous Dimming to 10% or below | [23 empty] | IIIMDO | [10 empty] | 9418 | 127 | 74 | 8.7 | 1 | 3000 | 82 | [6 empty] | TRUE | [6 empty] | No | [9 empty] | AC | Updated on 10/31/2019
Solid State Lighting | 5 | PL96980XMPPP | Saylite/Texas Fluorescents Reinvented | Saylite | 8RB (421 or 501) F118W15800LDMV35K | Indoor Retrofit Kit | Linear Ambient | Retrofit Kits for Direct Linear Ambient Luminaires | General Purpose |  |  | Standard | [16 empty] | 2018-10-08 | Yes | Continuous Dimming to 10% or below | [23 empty] | VVVXDX | [10 empty] | 15324 | 131.63 | 116.42 | 8.8 | 0.939 | 3500 | 84 |  |  |  |  | 8 | 8.0 ft | [7 empty] | No | [9 empty] | AC | Updated on 10/31/2019
Solid State Lighting | 5 | PL9BWIOR9AUF | Saylite/Texas Fluorescents Reinvented | Saylite | C48LV37W5000LDMV30K | Indoor Luminaires | Linear Ambient | Direct Linear Ambient Luminaires |  |  |  | Standard | [16 empty] | 2018-06-22 | Yes | Continuous Dimming to 10% or below | [23 empty] | IIIMDO | [10 empty] | 4709 | 129.6 | 36.33 | 8.7 | 1 | 3000 | 82 |  |  |  |  | 4 | 4.0 ft | TRUE | [6 empty] | No | [9 empty] | AC | Updated on 10/31/2019
Solid State Lighting | 5 | PL9EJYQUE4XG | Saylite/Texas Fluorescents Reinvented | Saylite | LPLINFR96LF48W5900LDMV40KWH | Indoor Luminaires | Linear Ambient | Direct Linear Ambient Luminaires |  |  |  | Standard | [16 empty] | 2018-06-22 | Yes | Continuous Dimming to 10% or below | [23 empty] | IIIMDQ | [10 empty] | 5925 | 123.4 | 48 | 8.1 | 0.99 | 4000 | 84 |  |  |  |  | 8 | [8 empty] | No | [9 empty] | AC | Updated on 10/31/2019
Solid State Lighting | 5 | PL9G7II5AHKA | Saylite/Texas Fluorescents Reinvented | Saylite | CITE48LRFV37W4600LLBDMV40K(MDB3,MDT4,MDT4W) | Indoor Luminaires | Linear Ambient | Direct Linear Ambient Luminaires |  |  |  | Standard | [16 empty] | 2018-06-22 | Yes | Continuous Dimming to 10% or below | [23 empty] | IIIMDP | [10 empty] | 4647.46 | 125.61 | 37 | 8.4 | 1 | 3000 | 83 |  |  |  |  | 4 | 4.0 ft | TRUE | [6 empty] | No | [9 empty] | AC | Updated on 03/29/2019, Updated on 10/31/2019
Solid State Lighting | 5 | PL9K1XEGTEY0 | Saylite/Texas Fluorescents Reinvented | Saylite | LXT22LZ36W4200LDMV30K | Indoor Luminaires | Troffer | 2x2 Luminaires for Ambient Lighting of Interior Commercial Spaces |  |  | TRUE | Standard |  |  | 3896 | 108 | 36.08 | 17.5 | 0.898 | 3100 | 82 | [5 empty] | 5 | 50000 | 2018-06-22 | Not Yet Verified | Continuous Dimming to 10% or below | [23 empty] | IIIMDR | [10 empty] | 3896 | 107.98 | 36.08 | 7.2 | 0.995 | 3000 | 83 | [6 empty] | TRUE | [6 empty] | No | [9 empty] | AC | Updated on 10/31/2019
Solid State Lighting | 5 | PL9MDC8QRMMY | Saylite/Texas Fluorescents Reinvented | Saylite | 4RB (421 or 501) F57W7900LDMV50K | Indoor Retrofit Kit | Linear Ambient | Retrofit Kits for Direct Linear Ambient Luminaires | General Purpose |  | TRUE | Standard |  |  | 7820.3 | 132.4 | 59.08 | 5.1 | 0.998 | 5259 | 83 | [5 empty] | 5 | 50000 | 2018-10-08 | Yes | Continuous Dimming to 10% or below | [23 empty] | VVVXDX | [10 empty] | 8153 | 140.06 | 58.21 | 8.8 | 0.939 | 5000 | 83 |  |  |  |  | 4 | 4.0 ft | [7 empty] | No | [9 empty] | AC | Updated on 10/31/2019
Solid State Lighting | 5 | PL9YC6FFWSTZ | Saylite/Texas Fluorescents Reinvented | Fleco | PPF15L150W19500LDMV40K[BLANK,BK,GY,WH][Blank,PC][Blank,FSP211L2,FSP211L3,FSP211L7,FSP212DL2,FSP212DL3,FSP212DL7][BLANK,SW,WM] | Outdoor Luminaires | High Output | Outdoor Pole/Arm-Mounted Area and Roadway Luminaires |  |  | TRUE | Premium |  |  | 19497 | 129.56 | 150.5 | 6.73 | 0.9753 | 4002 | 75.3 | [5 empty] | 5 | 50000 | 2018-09-19 | Yes | Continuous Dimming to 10% or below | [23 empty] | VVVXAN | [10 empty] | 19500 | 130 | 150 | 15 | 0.9 | 4000 | 70 | [13 empty] | No | [9 empty] | AC
Solid State Lighting | 5 | PL9ZWAG1UKHD | Saylite/Texas Fluorescents Reinvented | Saylite | (SS)HBG48LD132W20000LDHV35K(all options except WG) | Indoor Luminaires | High-Bay | High-Bay Luminaires for Commercial and Industrial Buildings |  |  |  | Premium | [16 empty] | 2018-10-24 | Yes | Continuous Dimming to 10% or below | [23 empty] | VVVXGA | [10 empty] | 19395 | 145.827 | 133 | 13.9 | 0.926 | 3500 | 84 | [13 empty] | No | [9 empty] | AC | Updated on 10/31/2019
Solid State Lighting | 5 | PLA5ZQAOP50M | Saylite/Texas Fluorescents Reinvented | Saylite | LXT24LZ50W6450LDMV50K(EM) | Indoor Luminaires | Troffer | 2x4 Luminaires for Ambient Lighting of Interior Commercial Spaces |  |  |  | Standard | [16 empty] | 2018-06-22 | Yes | Continuous Dimming to 10% or below | [23 empty] | IIIMDS | [10 empty] | 6455 | 129 | 50 | 8.05 | 0.99 | 5000 | 83 | [13 empty] | No | [9 empty] | AC | Updated on 10/31/2019
Solid State Lighting | 5 | PLADFBQTWRML | Saylite/Texas Fluorescents Reinvented | Saylite | HBG24LFRD89W10100LDHV50K | Indoor Luminaires | High-Bay | High-Bay Luminaires for Commercial and Industrial Buildings |  |  | TRUE | Standard |  |  | 10262.5 | 117.1 | 87.61 | 5.6 | 0.997 | 5145 | 84 | [5 empty] | 5 | 50000 | 2018-12-19 | Yes | Continuous Dimming to 10% or below | [23 empty] | ZZZCIO | [10 empty] | 10265 | 117.087 | 87.67 | 14.6 | 0.938 | 5000 | 84 | [13 empty] | No | [9 empty] | AC | Updated on 10/31/2019
Solid State Lighting | 5 | PLAPL28941VV | Saylite/Texas Fluorescents Reinvented | Saylite | CITN48LFRP34W4100LMV50K | Indoor Luminaires | Linear Ambient | Direct Linear Ambient Luminaires |  |  |  | Standard | [16 empty] | 2019-01-17 | No | Not Dimmable | [23 empty] | ZZZCJP | [10 empty] | 4100 | 113 | 36 | 20 | 0.9 | 5000 | 81 |  |  |  |  | 4 | 4.0 ft | [7 empty] | No | [9 empty] | AC | Updated on 10/31/2019
Solid State Lighting | 5 | PLAVQ0BFRMPA | Saylite/Texas Fluorescents Reinvented | Saylite | 4RB (421 or 501) F57W7900LDMV30K | Indoor Retrofit Kit | Linear Ambient | Retrofit Kits for Direct Linear Ambient Luminaires | General Purpose |  | TRUE | Standard |  |  | 7535.7 | 129.5 | 58.21 | 6.8 | 0.986 | 3114 | 83 | [5 empty] | 5 | 50000 | 2018-10-08 | Yes | Continuous Dimming to 10% or below | [23 empty] | VVVXDX | [10 empty] | 7535.7 | 129.46 | 58.21 | 8.8 | 0.939 | 3000 | 84 |  |  |  |  | 4 |  | TRUE | [6 empty] | No | [9 empty] | AC | Updated on 10/31/2019
Solid State Lighting | 5 | PLAZAI9SCAJ7 | Saylite/Texas Fluorescents Reinvented | Saylite | HBG24LD132W18800LDMV50K | Indoor Luminaires | High-Bay | High-Bay Luminaires for Commercial and Industrial Buildings |  |  |  | Premium | [16 empty] | 2018-12-19 | Yes | Continuous Dimming to 10% or below | [23 empty] | ZZZCIO | [10 empty] | 19025 | 144.129 | 132 | 11.6 | 0.971 | 5000 | 84 | [13 empty] | No | [9 empty] | AC | Updated on 10/31/2019
Solid State Lighting | 5 | PLAZQJG8N2O7 | Saylite/Texas Fluorescents Reinvented | Saylite | C48LFRV37W5000LDMV35K | Indoor Luminaires | Linear Ambient | Direct Linear Ambient Luminaires |  |  |  | Standard | [16 empty] | 2018-06-22 | Yes | Continuous Dimming to 10% or below | [23 empty] | IIIMDO | [10 empty] | 4529.45 | 122.42 | 37 | 8.7 | 0.99 | 3500 | 83 |  |  |  |  | 4 | [8 empty] | No | [9 empty] | AC | Updated on 10/31/2019
Solid State Lighting | 5 | PLB07BAK5PD6 | Saylite/Texas Fluorescents Reinvented | Saylite | LPLINFR48LUF16WD32WDMV35KWH | Indoor Luminaires | Linear Ambient | Direct Linear Ambient Luminaires |  |  |  | Standard | [16 empty] | 2018-06-22 | Yes | Continuous Dimming to 10% or below | [23 empty] | IIIMDQ | [10 empty] | 6275 | 130.73 | 48 | 9.9 | 0.97 | 3500 | 84 |  |  |  |  | 4 | 4.0 ft | [7 empty] | No | [9 empty] | AC | Updated on 10/31/2019
Solid State Lighting | 5 | PLB0ZB3SO3F5 | Saylite/Texas Fluorescents Reinvented | Saylite | HBIHO22L120W16700LDMV40K | Indoor Luminaires | High-Bay | High-Bay Luminaires for Commercial and Industrial Buildings |  |  |  | Premium | [16 empty] | 2017-10-24 | No | Continuous Dimming to 10% or below | [23 empty] | ZZZBBT | [10 empty] | 16692 | 139.1 | 120 | 8.5 | 0.96 | 4000 | 82 | [13 empty] | No | [9 empty] | AC | Updated on 10/31/2019
Solid State Lighting | 5 | PLB34PXEKX6N | Saylite/Texas Fluorescents Reinvented | Saylite | HBIHO12L80W11200LDMV40K | Indoor Luminaires | High-Bay | High-Bay Luminaires for Commercial and Industrial Buildings |  |  | TRUE | Premium |  |  | 11237 | 139.16 | 80.75 | 8.502 | 0.964 | 4178 | 84.2 | [5 empty] | 5 | 50000 | 2017-10-24 | No | Continuous Dimming to 10% or below | [23 empty] | ZZZBBT | [10 empty] | 11128 | 139.1 | 80 | 8.5 | 0.96 | 4000 | 82 | [13 empty] | No | [9 empty] | AC | Updated on 10/31/2019
Solid State Lighting | 5 | PLB6DG2HNNAH | Saylite/Texas Fluorescents Reinvented | Saylite | HBG24LD75W10500LDMV40K | Indoor Luminaires | High-Bay | High-Bay Luminaires for Commercial and Industrial Buildings |  |  |  | Premium | [16 empty] | 2018-12-19 | Yes | Continuous Dimming to 10% or below | [23 empty] | ZZZCIO | [10 empty] | 10460 | 143.092 | 73.1 | 11.6 | 0.971 | 4000 | 84 | [13 empty] | No | [9 empty] | AC | Updated on 10/31/2019
Solid State Lighting | 5.1 | PLBDH17D | Saylite/Texas Fluorescents Reinvented | Saylite | S48LY15WD(D,G,DALI,DEXAL,SR)MV30Koooo | Indoor Luminaires | Linear Ambient | Direct Linear Ambient Luminaires |  |  |  | Standard | [16 empty] | 2021-09-30 | Yes | Continuous Dimming to 10% or below | LLLC,Energy Monitoring,High End Trim | Multifunction Sensor, Sensor Receptacle, Daylight Sensing, Occupancy Sensing | 0-10V Analog, DALI, DMX, Phase Cut | Zigbee,Bluetooth,WiFi | No | No | Yes | Yes | Yes | Yes | Autani Energy Center, Avi-on, Douglas Dialog, Enlighted IOT System, Lutron- Vive, McWoing TruBlu, Nedap Luxon, Signify Easysense | Yes | Yes | No | Yes | Yes | Yes | Yes | No | Yes | Yes | Yes | No | RRRWGM | [10 empty] | 2345 | 159.39 | 14.71 | 13.2 | 0.898 | 3000 | 84 | 9 | 83 | 98 | -11 | 4 |  |  |  |  | No | No | No | No | No | [9 empty] | AC |  | 120 | 277 |  |  | 2345 | 14.71
Solid State Lighting | 5 | PLBHVMEM1JJZ | Saylite/Texas Fluorescents Reinvented | Saylite | 4RB (421 or 501) F57W7900LDMV40K | Indoor Retrofit Kit | Linear Ambient | Retrofit Kits for Direct Linear Ambient Luminaires | General Purpose |  |  | Standard | [16 empty] | 2018-10-08 | Yes | Continuous Dimming to 10% or below | [23 empty] | VVVXDX | [10 empty] | 7916 | 135.99 | 58.21 | 8.8 | 0.939 | 4000 | 84 |  |  |  |  | 4 | [8 empty] | No | [9 empty] | AC | Updated on 10/31/2019
Solid State Lighting | 5 | PLBNHMVNQS8R | Saylite/Texas Fluorescents Reinvented | Saylite | S96LFRV74W10050LDMV40K | Indoor Luminaires | Linear Ambient | Direct Linear Ambient Luminaires |  |  |  | Standard | [16 empty] | 2018-06-22 | Yes | Continuous Dimming to 10% or below | [23 empty] | IIIMDO | [10 empty] | 9369.14 | 126.61 | 74 | 8.7 | 0.99 | 4000 | 83 |  |  |  |  | 8 | [8 empty] | No | [9 empty] | AC | Updated on 10/31/2019
Solid State Lighting | 5 | PLBRBFVLRW71 | Saylite/Texas Fluorescents Reinvented | Saylite | PLF12L105W13400LDMV50K | Outdoor Luminaires | High Output | Outdoor Pole/Arm-Mounted Area and Roadway Luminaires |  |  |  | Standard | [16 empty] | 2017-11-02 | Yes | Continuous Dimming to 10% or below | [23 empty] | IIILHB | [10 empty] | 13400 | 128 | 105 | 11 | 0.9 | 5000 | 70 | [13 empty] | No | [9 empty] | AC | qualified only dark bronze without motion sensor, photocell, and mounting options, Updated on 11/29/2018, Updated on 10/31/2019
Solid State Lighting | 5 | PLBVDGASMS5B | Saylite/Texas Fluorescents Reinvented | Saylite | HBG24LD75W10500LDHV35K | Indoor Luminaires | High-Bay | High-Bay Luminaires for Commercial and Industrial Buildings |  |  | TRUE | Premium |  |  | 10183.7 | 137.8 | 73.9 | 14.8 | 0.938 | 3518 | 84 | [5 empty] | 5 | 50000 | 2018-12-19 | Yes | Continuous Dimming to 10% or below | [23 empty] | ZZZCIO | [10 empty] | 10147 | 138.431 | 73.3 | 12.1 | 0.978 | 3500 | 84 | [13 empty] | No | [9 empty] | AC | Updated on 10/31/2019
Solid State Lighting | 5 | PLBXG420XV74 | Saylite/Texas Fluorescents Reinvented | Saylite | 209A48LV37W4500LDMV40K | Indoor Luminaires | Linear Ambient | Direct Linear Ambient Luminaires |  |  |  | Standard | [16 empty] | 2018-06-22 | Yes | Continuous Dimming to 10% or below | [23 empty] | IIIMDN | [10 empty] | 4521.24 | 122.2 | 37 | 8.4 | 1 | 4000 | 83 |  |  |  |  | 4 | 4.0 ft | [7 empty] | No | [9 empty] | AC | Updated on 10/31/2019
Solid State Lighting | 5 | PLC2ZSHWNM1C | Saylite/Texas Fluorescents Reinvented | Saylite | CITE24LRFV22W2500LLBDMV30K(MDB3,MDT4,MDT4W) | Indoor Luminaires | Linear Ambient | Direct Linear Ambient Luminaires |  |  | TRUE | Standard |  |  | 2390 | 113.3 | 21.1 | 10.6 | 0.941 | 3099 | 83 | [5 empty] | 5 | 113000 | 2018-06-22 | Yes | Continuous Dimming to 10% or below | [23 empty] | IIIMDP | [10 empty] | 2393 | 113.7 | 21 | 10.6 | 0.99 | 3000 | 83 |  |  |  |  | 2 |  | TRUE | [6 empty] | No | [9 empty] | AC | Updated on 03/29/2019, Updated on 10/31/2019
Solid State Lighting | 5 | PLC5O0FF6TVH | Saylite/Texas Fluorescents Reinvented | Saylite | 4RB (421 or 501) F30W4300LDMV30K | Indoor Retrofit Kit | Linear Ambient | Retrofit Kits for Direct Linear Ambient Luminaires | General Purpose |  |  | Standard | [16 empty] | 2018-10-08 | Yes | Continuous Dimming to 10% or below | [23 empty] | VVVXDX | [10 empty] | 4106 | 136.87 | 30 | 8.8 | 0.939 | 3000 | 84 |  |  |  |  | 4 | 4.0 ft | TRUE | [6 empty] | No | [9 empty] | AC | Updated on 10/31/2019
Solid State Lighting | 5 | PLC695FRS8RM | Saylite/Texas Fluorescents Reinvented | Saylite | LPLINFR48LF35W4500LDMV35KWH | Indoor Luminaires | Linear Ambient | Direct Linear Ambient Luminaires |  |  |  | Standard | [16 empty] | 2018-06-22 | Yes | Continuous Dimming to 10% or below | [23 empty] | IIIMDQ | [10 empty] | 4370 | 124.9 | 35 | 8.1 | 0.99 | 3500 | 84 |  |  |  |  | 4 | 4.0 ft | [7 empty] | No | [9 empty] | AC | Updated on 10/31/2019
Solid State Lighting | 5 | PLC6RCAGCL2W | Saylite/Texas Fluorescents Reinvented | Saylite | 4RB (421 or 501) F35W4900LDMV40K | Indoor Retrofit Kit | Linear Ambient | Retrofit Kits for Direct Linear Ambient Luminaires | General Purpose |  |  | Standard | [16 empty] | 2018-10-08 | Yes | Continuous Dimming to 10% or below | [23 empty] | VVVXDX | [10 empty] | 4921 | 140.6 | 35 | 8.8 | 0.939 | 4000 | 84 |  |  |  |  | 4 | [8 empty] | No | [9 empty] | AC | Updated on 10/31/2019
Solid State Lighting | 5 | PLC9E71IT9ML | Saylite/Texas Fluorescents Reinvented | Saylite | LXT24LZ60W7350LDMV40K(EM) | Indoor Luminaires | Troffer | 2x4 Luminaires for Ambient Lighting of Interior Commercial Spaces |  |  |  | Standard | [16 empty] | 2018-06-22 | Yes | Continuous Dimming to 10% or below | [23 empty] | IIIMDS | [10 empty] | 7355 | 125 | 58.48 | 5 | 0.993 | 4000 | 83 | [13 empty] | No | [9 empty] | AC | Updated on 10/31/2019
Solid State Lighting | 5 | PLCCO5KKXEGS | Saylite/Texas Fluorescents Reinvented | Saylite | LXT24LZ60W7350LDMV35K(EM) | Indoor Luminaires | Troffer | 2x4 Luminaires for Ambient Lighting of Interior Commercial Spaces |  |  |  | Standard | [16 empty] | 2018-06-22 | Yes | Continuous Dimming to 10% or below | [23 empty] | IIIMDS | [10 empty] | 7225 | 123 | 58.48 | 5 | 0.993 | 3500 | 83 | [13 empty] | No | [9 empty] | AC | Updated on 10/31/2019
Solid State Lighting | 5 | PLCKGLEPD6M4 | Saylite/Texas Fluorescents Reinvented | Saylite | PLF12L70W9000LDMV40K | Outdoor Luminaires | Mid Output | Outdoor Pole/Arm-Mounted Area and Roadway Luminaires |  |  |  | Standard | [16 empty] | 2017-11-02 | Yes | Continuous Dimming to 10% or below | [23 empty] | IIILHC | [10 empty] | 9000 | 129 | 70 | 13 | 0.9 | 4000 | 70 | [13 empty] | No | [9 empty] | AC | qualified only dark bronze without motion sensor, photocell, and mounting options, Updated on 11/29/2018, Updated on 10/31/2019
Solid State Lighting | 5 | PLCQVELCWLWC | Saylite/Texas Fluorescents Reinvented | Saylite | LPLINFR48LUF16WD32WDMV30KWH | Indoor Luminaires | Linear Ambient | Direct Linear Ambient Luminaires |  |  |  | Standard | [16 empty] | 2018-06-22 | Yes | Continuous Dimming to 10% or below | [23 empty] | IIIMDQ | [10 empty] | 6180 | 128.75 | 48 | 9.9 | 0.97 | 3000 | 84 |  |  |  |  | 4 |  | TRUE | [6 empty] | No | [9 empty] | AC | Updated on 10/31/2019
Solid State Lighting | 5 | PLCRC74UEVU3 | Saylite/Texas Fluorescents Reinvented | Saylite | LPLINFR96LUF24WD48WDMV35KWH | Indoor Luminaires | Linear Ambient | Direct Linear Ambient Luminaires |  |  |  | Standard | [16 empty] | 2018-06-22 | Yes | Continuous Dimming to 10% or below | [23 empty] | IIIMDQ | [10 empty] | 9310 | 132.24 | 70.4 | 9.9 | 0.97 | 3500 | 84 |  |  |  |  | 8 | 8.0 ft | [7 empty] | No | [9 empty] | AC | Updated on 10/31/2019
Solid State Lighting | 5 | PLCYIIJGYD7X | Saylite/Texas Fluorescents Reinvented | Fleco | PPF15L150W19500LD48040K[BLANK,BK,GY,WH][Blank,PC][Blank,FSP211L2,FSP211L3,FSP211L7,FSP212DL2,FSP212DL3,FSP212DL7][BLANK,SW,WM] | Outdoor Luminaires | High Output | Outdoor Pole/Arm-Mounted Area and Roadway Luminaires |  |  | TRUE | Premium |  |  | 19608 | 130.88 | 149.8 | 8.48 | 0.9499 | 3993 | 75.5 | [5 empty] | 5 | 50000 | 2018-09-19 | Yes | Continuous Dimming to 10% or below | [23 empty] | VVVXAO | [10 empty] | 19500 | 130 | 150 | 15 | 0.9 | 4000 | 70 | [13 empty] | No | [9 empty] | AC
Solid State Lighting | 5 | PLD50RSY39TA | Saylite/Texas Fluorescents Reinvented | Saylite | C24LV22W2800LDMV30K | Indoor Luminaires | Linear Ambient | Direct Linear Ambient Luminaires |  |  |  | Standard | [16 empty] | 2018-06-22 | Yes | Continuous Dimming to 10% or below | [23 empty] | IIIMDO | [10 empty] | 2618.2 | 122.86 | 21.31 | 9.9 | 1 | 3000 | 82 |  |  |  |  | 2 | 2.0 ft | TRUE | [6 empty] | No | [9 empty] | AC | Updated on 10/31/2019
Solid State Lighting | 5 | PLD634RYF48C | Saylite/Texas Fluorescents Reinvented | Fleco | DCC200SR135W14500LMV40K | Outdoor Luminaires | High Output | Outdoor Full-Cutoff Wall-Mounted Area Luminaires |  |  | TRUE | Standard |  |  | 14238 | 103.49 | 137.6 | 12.19 | 0.917 | 4068 | 84 | [5 empty] | 5 | 50000 | 2018-09-19 | Yes | Continuous Dimming to 10% or below | [23 empty] | VVVXAM | [10 empty] | 14500 | 107 | 135 | 15 | 0.9 | 4000 | 80 | [13 empty] | No | [9 empty] | AC
Solid State Lighting | 5 | PLDBNC7K4JPZ | Saylite/Texas Fluorescents Reinvented | Saylite | C96LV74W10050LDMV40K | Indoor Luminaires | Linear Ambient | Direct Linear Ambient Luminaires |  |  |  | Standard | [16 empty] | 2018-06-22 | Yes | Continuous Dimming to 10% or below | [23 empty] | IIIMDO | [10 empty] | 10073.6 | 136.13 | 74 | 8.4 | 1 | 4000 | 82 |  |  |  |  | 8 | [8 empty] | No | [9 empty] | AC | Updated on 10/31/2019
Solid State Lighting | 5 | PLDFL7TW87Y7 | Saylite/Texas Fluorescents Reinvented | Saylite | LPLINFR96LUF32WD64WDMV30KWH | Indoor Luminaires | Linear Ambient | Direct Linear Ambient Luminaires |  |  |  | Standard | [16 empty] | 2018-06-22 | Yes | Continuous Dimming to 10% or below | [23 empty] | IIIMDQ | [10 empty] | 12360 | 128.75 | 96 | 9.9 | 0.97 | 3000 | 84 |  |  |  |  | 8 |  | TRUE | [6 empty] | No | [9 empty] | AC | Updated on 10/31/2019
Solid State Lighting | 5 | PLDHDBW5FL0R | Saylite/Texas Fluorescents Reinvented | Saylite | C96LV74W10050LDMV30K | Indoor Luminaires | Low-Bay | Low-Bay Luminaires for Commercial and Industrial Buildings |  |  |  | Standard | [16 empty] | 2018-06-22 | Yes | Continuous Dimming to 10% or below | [23 empty] | IIIMDO | [10 empty] | 9418 | 127 | 74 | 8.7 | 1 | 3000 | 82 | [6 empty] | TRUE | [6 empty] | No | [9 empty] | AC | Updated on 10/31/2019
Solid State Lighting | 5 | PLDLDOPVBPF4 | Saylite/Texas Fluorescents Reinvented | Saylite | BOLPF18W2000LMV40KBZ | Outdoor Luminaires | Low Output | Bollards |  |  |  | Standard | [16 empty] | 2019-02-12 | No | Not Dimmable | [23 empty] | XXXCYC | [10 empty] | 2090.47 | 113.37 | 18.44 | 8.36 | 0.993 | 4000 | 80 | [13 empty] | No | [9 empty] | AC | Updated on 10/31/2019
Solid State Lighting | 5 | PLDOHURHXBWT | Saylite/Texas Fluorescents Reinvented | Saylite | 8RB (421 or 501) F118W15800LDMV50K | Indoor Retrofit Kit | Linear Ambient | Retrofit Kits for Direct Linear Ambient Luminaires | General Purpose |  |  | Standard | [16 empty] | 2018-10-08 | Yes | Continuous Dimming to 10% or below | [23 empty] | VVVXDX | [10 empty] | 16306 | 140.06 | 116.42 | 8.8 | 0.939 | 5000 | 83 |  |  |  |  | 8 | 8.0 ft | [7 empty] | No | [9 empty] | AC | Updated on 10/31/2019
Solid State Lighting | 5 | PLDQ6SXEH1BU | Saylite/Texas Fluorescents Reinvented | Saylite | LPLINFR48LUF12WD24WDMV40KWH | Indoor Luminaires | Linear Ambient | Direct Linear Ambient Luminaires |  |  |  | Standard | [16 empty] | 2018-06-22 | Yes | Continuous Dimming to 10% or below | [23 empty] | IIIMDQ | [10 empty] | 4790 | 135.69 | 35.3 | 9.9 | 0.97 | 4000 | 84 |  |  |  |  | 4 | [8 empty] | No | [9 empty] | AC | Updated on 10/31/2019
Solid State Lighting | 5 | PLDRRNOTP4YO | Saylite/Texas Fluorescents Reinvented | Saylite | LXT22LZ28W3500LDMV50K | Indoor Luminaires | Troffer | 2x2 Luminaires for Ambient Lighting of Interior Commercial Spaces |  |  |  | Standard | [16 empty] | 2018-06-22 | Not Yet Verified | Continuous Dimming to 10% or below | [23 empty] | IIIMDR | [10 empty] | 3510 | 125.4 | 28 | 7.2 | 0.993 | 5000 | 83 | [13 empty] | No | [9 empty] | AC | Updated on 10/31/2019
Solid State Lighting | 5 | PLDU4FDZFI05 | Saylite/Texas Fluorescents Reinvented | Fleco | PPF23L300W39000LD48050K[BLANK,BK,GY,WH][Blank,PC][Blank,FSP211L2,FSP211L3,FSP211L7,FSP212DL2,FSP212DL3,FSP212DL7][BLANK,SW,WM] | Outdoor Luminaires | Very High Output | Outdoor Pole/Arm-Mounted Area and Roadway Luminaires |  |  |  | Premium | [16 empty] | 2018-09-19 | Yes | Continuous Dimming to 10% or below | [23 empty] | VVVXAS | [10 empty] | 39300 | 131 | 300 | 15 | 0.9 | 5000 | 70 | [13 empty] | No | [9 empty] | AC
Solid State Lighting | 5 | PLDUPKSQU6UX | Saylite/Texas Fluorescents Reinvented | Saylite | 4RB (421 or 501) F35W4900LDMV35K | Indoor Retrofit Kit | Linear Ambient | Retrofit Kits for Direct Linear Ambient Luminaires | General Purpose |  |  | Standard | [16 empty] | 2018-10-08 | Yes | Continuous Dimming to 10% or below | [23 empty] | VVVXDX | [10 empty] | 4764 | 136.11 | 35 | 8.8 | 0.939 | 3500 | 84 |  |  |  |  | 4 | [8 empty] | No | [9 empty] | AC | Updated on 10/31/2019
Solid State Lighting | 5 | PLDWTVV6W6DL | Saylite/Texas Fluorescents Reinvented | Saylite | HBIHO24L245W34300LDMV50K | Indoor Luminaires | High-Bay | High-Bay Luminaires for Commercial and Industrial Buildings |  |  |  | Premium | [16 empty] | 2017-10-24 | No | Continuous Dimming to 10% or below | [23 empty] | ZZZBBT | [10 empty] | 33384 | 139.1 | 240 | 8.5 | 0.96 | 5000 | 82 | [13 empty] | No | [9 empty] | AC | Updated on 10/31/2019
Solid State Lighting | 5 | PLDZW0YW8IYJ | Saylite/Texas Fluorescents Reinvented | Saylite | 131A24LV37W4750LDMV40K | Indoor Luminaires | Troffer | 2x4 Luminaires for Ambient Lighting of Interior Commercial Spaces |  |  |  | Standard | [16 empty] | 2018-06-22 | No | Continuous Dimming to 10% or below | [23 empty] | IIIMDM | [10 empty] | 4780 | 129 | 37 | 9.3 | 0.94 | 4000 | 82 | [13 empty] | No | [9 empty] | AC | Updated on 10/31/2019
Solid State Lighting | 5 | PLE96HURW2NL | Saylite/Texas Fluorescents Reinvented | Saylite | (SS)HBG48LD280W40000LDHV40K(all options except WG) | Indoor Luminaires | High-Bay | High-Bay Luminaires for Commercial and Industrial Buildings |  |  |  | Premium | [16 empty] | 2018-10-24 | Yes | Continuous Dimming to 10% or below | [23 empty] | VVVXGA | [10 empty] | 40075 | 143.132 | 280 | 16.1 | 0.898 | 4000 | 84 | [13 empty] | No | [9 empty] | AC | Updated on 10/31/2019
Solid State Lighting | 5 | PLEAQ1BT4DE6 | Saylite/Texas Fluorescents Reinvented | Saylite | LPLINFR48LF60W6900LDMV35KWH | Indoor Luminaires | Linear Ambient | Direct Linear Ambient Luminaires |  |  |  | Standard | [16 empty] | 2018-06-22 | Yes | Continuous Dimming to 10% or below | [23 empty] | IIIMDQ | [10 empty] | 6695 | 113.09 | 59.2 | 4.6 | 1 | 3500 | 84 |  |  |  |  | 4 | 4.0 ft | [7 empty] | No | [9 empty] | AC | Updated on 10/31/2019
Solid State Lighting | 5 | PLEDQHXFUFZZ | Saylite/Texas Fluorescents Reinvented | Saylite | LXT24LZ60W7350LDMV50K(EM) | Indoor Luminaires | Troffer | 2x4 Luminaires for Ambient Lighting of Interior Commercial Spaces |  |  |  | Standard | [16 empty] | 2018-06-22 | Yes | Continuous Dimming to 10% or below | [23 empty] | IIIMDS | [10 empty] | 7355 | 125 | 58.48 | 5 | 0.993 | 5000 | 83 | [13 empty] | No | [9 empty] | AC | Updated on 10/31/2019
Solid State Lighting | 5 | PLEEL90ZUWSW | Saylite/Texas Fluorescents Reinvented | Saylite | (SS)HBG48LFRD132W16500LDMV35K(all options except WG) | Indoor Luminaires | High-Bay | High-Bay Luminaires for Commercial and Industrial Buildings |  |  |  | Standard | [16 empty] | 2018-10-24 | Yes | Continuous Dimming to 10% or below | [23 empty] | VVVXGA | [10 empty] | 15485 | 117.326 | 132 | 15 | 0.945 | 3500 | 84 | [13 empty] | No | [9 empty] | AC | Updated on 10/31/2019
Solid State Lighting | 5 | PLEGJD7UUWWI | Saylite/Texas Fluorescents Reinvented | Saylite | 131A22LV22W2550LDMV50K | Indoor Luminaires | Troffer | 2x2 Luminaires for Ambient Lighting of Interior Commercial Spaces |  |  | TRUE | Standard |  |  | 2451.9 | 114.7 | 21.37 | 9.9 | 0.939 | 5118 | 83 | [5 empty] | 5 | 60000 | 2018-06-22 | No | Continuous Dimming to 10% or below | [23 empty] | IIIMDM | [10 empty] | 2575 | 117 | 22 | 9.4 | 0.95 | 5000 | 83 | [13 empty] | No | [9 empty] | AC | Updated on 10/31/2019
Solid State Lighting | 5 | PLEH86FN58OH | Saylite/Texas Fluorescents Reinvented | Saylite | (SS)HBG48LFRD104W13000LDMV50K(all options except WG) | Indoor Luminaires | High-Bay | High-Bay Luminaires for Commercial and Industrial Buildings |  |  |  | Standard | [16 empty] | 2018-10-24 | Yes | Continuous Dimming to 10% or below | [23 empty] | VVVXGA | [10 empty] | 12695 | 125.559 | 101.1 | 15.1 | 0.945 | 5000 | 84 | [13 empty] | No | [9 empty] | AC | Updated on 10/31/2019
Solid State Lighting | 5 | PLEOEIZL0PM1 | Saylite/Texas Fluorescents Reinvented | Saylite | PLFT415L150W20000LDMV30K | Outdoor Luminaires | High Output | Outdoor Pole/Arm-Mounted Area and Roadway Luminaires |  |  | TRUE | Standard |  |  | 18582 | 120.32 | 154.4 | 4.75 | 0.9754 | 3085 | 74.8 | [5 empty] | 5 | 50000 | 2017-11-02 | Yes | Continuous Dimming to 10% or below | [23 empty] | IIILHE | [10 empty] | 18500 | 123 | 150 | 5 | 0.9 | 3000 | 70 | [6 empty] | TRUE | [6 empty] | No | [9 empty] | AC | qualified only dark bronze without motion sensor, photocell, and mounting options, Updated on 11/29/2018, Updated on 10/31/2019
Solid State Lighting | 5.1 | PLEPCG4E | Saylite/Texas Fluorescents Reinvented | Saylite | CITE48LFRY15WDMV50K | Indoor Luminaires | Linear Ambient | Direct Linear Ambient Luminaires |  |  |  | Standard | [16 empty] | 2021-04-28 | Yes | Continuous Dimming to 10% or below | Energy Monitoring, High-end Trim, Autani Energy Center, Avi-on, Douglas Dialog, Enlighted IOT System, Lutron- Vive, McWoing TruBlu, Nedap Luxon, Signify Easysense | Daylight Sensor, Occupancy Sensor, Multifunction Sensor, Integral Sensor Receptacle | 0-10V Analog,DALI,DMX | Zigbee, Bluetooth, Wifi | No | No | Yes | Yes | Yes | Yes | Autani Energy Center, Avi-on, Douglas Dialog, Enlighted IOT System, Lutron- Vive, McWoing TruBlu, Nedap Luxon, Signify Easysense | Yes | Yes | No | Yes | Yes | Yes | No | No | Yes | Yes | Yes |  | BBBFSF | [10 empty] | 2371.27 | 161.972 | 14.64 | 9.5 | 0.902 | 5000 | 82 | 11 | 82 | 97 | -12 | 4 | 4.0 ft |  |  |  | No | No | No | No | No | [9 empty] | AC |  | 120 | 277 |  |  | 2371.27 | 14.64
Solid State Lighting | 5 | PLESMNJ826JP | Saylite/Texas Fluorescents Reinvented | Saylite | 207A224LV22W2650LDMV50K | Indoor Luminaires | Linear Ambient | Direct Linear Ambient Luminaires |  |  |  | Standard | [16 empty] | 2018-06-22 | Yes | Continuous Dimming to 10% or below | [23 empty] | IIIMDN | [10 empty] | 2653 | 120.59 | 22 | 10 | 0.99 | 5000 | 83 |  |  |  |  | 2 | 2.0 ft | [7 empty] | No | [9 empty] | AC | Updated on 10/31/2019
Solid State Lighting | 5 | PLEV1H0IFOQI | Saylite/Texas Fluorescents Reinvented | Saylite | 8RB (421 or 501) F60W8600LDMV40K | Indoor Retrofit Kit | Linear Ambient | Retrofit Kits for Direct Linear Ambient Luminaires | General Purpose |  |  | Standard | [16 empty] | 2018-10-08 | Yes | Continuous Dimming to 10% or below | [23 empty] | VVVXDX | [10 empty] | 8626 | 143.77 | 60 | 8.8 | 0.939 | 4000 | 84 |  |  |  |  | 8 | 8.0 ft | [7 empty] | No | [9 empty] | AC | Updated on 10/31/2019
Solid State Lighting | 5 | PLEYBFXRK3SB | Saylite/Texas Fluorescents Reinvented | Saylite | LXT24LZ50W6450LDMV40K(EM) | Indoor Luminaires | Troffer | 2x4 Luminaires for Ambient Lighting of Interior Commercial Spaces |  |  |  | Standard | [16 empty] | 2018-06-22 | Yes | Continuous Dimming to 10% or below | [23 empty] | IIIMDS | [10 empty] | 6455 | 129 | 50 | 8.05 | 0.99 | 4000 | 83 | [13 empty] | No | [9 empty] | AC | Updated on 10/31/2019
Solid State Lighting | 5.1 | PLEZ9QCO | Saylite/Texas Fluorescents Reinvented | Saylite | S96LFRY90WD(D,G,DALI,DEXAL,SR)MV40Koooo | Indoor Luminaires | Linear Ambient | Direct Linear Ambient Luminaires |  |  |  | Standard | [16 empty] | 2021-09-30 | Yes | Continuous Dimming to 10% or below | LLLC,Energy Monitoring,High End Trim | Multifunction Sensor, Sensor Receptacle, Daylight Sensing, Occupancy Sensing | 0-10V Analog, DALI, DMX, Phase Cut | Zigbee,Bluetooth,WiFi | No | No | Yes | Yes | Yes | Yes | Autani Energy Center, Avi-on, Douglas Dialog, Enlighted IOT System, Lutron- Vive, McWoing TruBlu, Nedap Luxon, Signify Easysense | Yes | Yes | No | Yes | Yes | Yes | Yes | No | Yes | Yes | Yes | No | RRRWGM | [10 empty] | 13609 | 151.2 | 90 | 13.2 | 0.898 | 4000 | 84 | 9 | 83 | 98 | -11 | 8 |  |  |  |  | No | No | No | No | No | [9 empty] | AC |  | 120 | 277 |  |  | 13609 | 45
Solid State Lighting | 5 | PLF00T1O | Saylite/Texas Fluorescents Reinvented | Saylite | 24CJ48W6300LW10DMV35K | Indoor Retrofit Kit | Troffer | Linear Retrofit Kits for 2x4 Luminaires | General Purpose |  |  | Standard | [16 empty] | 2018-05-25 | Yes | Continuous Dimming to 10% or below | [23 empty] | LLLBNI | [10 empty] | 6187 | 129.165 | 47.9 | 4.7 | 0.97 | 3500 | 83 | [13 empty] | No | [9 empty] | AC | Updated on 10/31/2019
Solid State Lighting | 5 | PLF36AF0FJUJ | Saylite/Texas Fluorescents Reinvented | Saylite | 8RB (421 or 501) F60W8600LDMV50K | Indoor Retrofit Kit | Linear Ambient | Retrofit Kits for Direct Linear Ambient Luminaires | General Purpose |  |  | Standard | [16 empty] | 2018-10-08 | Yes | Continuous Dimming to 10% or below | [23 empty] | VVVXDX | [10 empty] | 8884 | 148.07 | 60 | 8.8 | 0.939 | 5000 | 83 |  |  |  |  | 8 | 8.0 ft | [7 empty] | No | [9 empty] | AC | Updated on 10/31/2019
Solid State Lighting | 5 | PLF3RFZO0CTA | Saylite/Texas Fluorescents Reinvented | Saylite | (SS)HBG48LD280W40000LDMV40K(all options except WG) | Indoor Luminaires | High-Bay | High-Bay Luminaires for Commercial and Industrial Buildings |  |  |  | Premium | [16 empty] | 2018-10-24 | Yes | Continuous Dimming to 10% or below | [23 empty] | VVVXGA | [10 empty] | 40075 | 143.132 | 280 | 15 | 0.945 | 4000 | 84 | [13 empty] | No | [9 empty] | AC | Updated on 10/31/2019
Solid State Lighting | 5 | PLF46ABN7J12 | Saylite/Texas Fluorescents Reinvented | Saylite | (SS)HBG48LD175W25000LDMV35K(all options except WG) | Indoor Luminaires | High-Bay | High-Bay Luminaires for Commercial and Industrial Buildings |  |  |  | Premium | [16 empty] | 2018-10-24 | Yes | Continuous Dimming to 10% or below | [23 empty] | VVVXGA | [10 empty] | 23275 | 133.006 | 175 | 15 | 0.945 | 3500 | 84 | [13 empty] | No | [9 empty] | AC | Updated on 10/31/2019
Solid State Lighting | 5 | PLFDB7J7P6BJ | Saylite/Texas Fluorescents Reinvented | Saylite | LXT24LZ45W5800LDMV30K(EM) | Indoor Luminaires | Troffer | 2x4 Luminaires for Ambient Lighting of Interior Commercial Spaces |  |  |  | Standard | [16 empty] | 2018-06-22 | Yes | Continuous Dimming to 10% or below | [23 empty] | IIIMDS | [10 empty] | 5420 | 120 | 45 | 8.05 | 0.988 | 3000 | 83 | [6 empty] | TRUE | [6 empty] | No | [9 empty] | AC | Updated on 10/31/2019
Solid State Lighting | 5 | PLFHO62KKB13 | Saylite/Texas Fluorescents Reinvented | Saylite | S96LV74W10050LDMV40K | Indoor Luminaires | Linear Ambient | Direct Linear Ambient Luminaires |  |  |  | Standard | [16 empty] | 2018-06-22 | Yes | Continuous Dimming to 10% or below | [23 empty] | IIIMDO | [10 empty] | 10073.6 | 136.13 | 74 | 8.4 | 1 | 4000 | 82 |  |  |  |  | 8 | [8 empty] | No | [9 empty] | AC | Updated on 10/31/2019
Solid State Lighting | 5 | PLFMMTQI5HIL | Saylite/Texas Fluorescents Reinvented | Saylite | LPLINFR96LF120W13800LDMV50KWH | Indoor Luminaires | Linear Ambient | Direct Linear Ambient Luminaires |  |  |  | Standard | [16 empty] | 2018-06-22 | Yes | Continuous Dimming to 10% or below | [23 empty] | IIIMDQ | [10 empty] | 14210 | 120.02 | 118.4 | 4.6 | 1 | 5000 | 83 |  |  |  |  | 8 | 8.0 ft | [7 empty] | No | [9 empty] | AC | Updated on 10/31/2019
Solid State Lighting | 5 | PLFOJ0ZJWYZ5 | Saylite/Texas Fluorescents Reinvented | Saylite | HBG24LD132W18800LDHV40K | Indoor Luminaires | High-Bay | High-Bay Luminaires for Commercial and Industrial Buildings |  |  |  | Premium | [16 empty] | 2018-12-19 | Yes | Continuous Dimming to 10% or below | [23 empty] | ZZZCIO | [10 empty] | 18835 | 142.689 | 132 | 12.1 | 0.971 | 4000 | 84 | [13 empty] | No | [9 empty] | AC | Updated on 10/31/2019
Solid State Lighting | 5 | PLFTO8DTKKI8 | Saylite/Texas Fluorescents Reinvented | Saylite | 4RB (421 or 501) F24W3500LDMV50K | Indoor Retrofit Kit | Linear Ambient | Retrofit Kits for Direct Linear Ambient Luminaires | General Purpose |  |  | Standard | [16 empty] | 2018-10-08 | Yes | Continuous Dimming to 10% or below | [23 empty] | VVVXDX | [10 empty] | 3574 | 157.93 | 22.63 | 8.8 | 0.939 | 5000 | 83 |  |  |  |  | 4 | 4.0 ft | [7 empty] | No | [9 empty] | AC | Updated on 10/31/2019
Solid State Lighting | 5 | PLFWHC6HXXFP | Saylite/Texas Fluorescents Reinvented | Saylite | (SS)HBG48LD280W40000LDHV50K(all options except WG) | Indoor Luminaires | High-Bay | High-Bay Luminaires for Commercial and Industrial Buildings |  |  |  | Premium | [16 empty] | 2018-10-24 | Yes | Continuous Dimming to 10% or below | [23 empty] | VVVXGA | [10 empty] | 40475 | 144.561 | 280 | 16.1 | 0.898 | 5000 | 84 | [13 empty] | No | [9 empty] | AC | Updated on 10/31/2019
Solid State Lighting | 5 | PLG2L2L4ELTO | Saylite/Texas Fluorescents Reinvented | Saylite | (SS)HBG48LFRD215W27000LDMV50K(all options except WG) | Indoor Luminaires | High-Bay | High-Bay Luminaires for Commercial and Industrial Buildings |  |  |  | Standard | [16 empty] | 2018-10-24 | Yes | Continuous Dimming to 10% or below | [23 empty] | VVVXGA | [10 empty] | 27110 | 126.093 | 215 | 15 | 0.945 | 5000 | 84 | [13 empty] | No | [9 empty] | AC | Updated on 10/31/2019
Solid State Lighting | 5 | PLG61QBLHGHM | Saylite/Texas Fluorescents Reinvented | Saylite | S96LFRV74W10050LDMV50K | Indoor Luminaires | Linear Ambient | Direct Linear Ambient Luminaires |  |  |  | Standard | [16 empty] | 2018-06-22 | Yes | Continuous Dimming to 10% or below | [23 empty] | IIIMDO | [10 empty] | 9532.07 | 128.81 | 74 | 8.7 | 0.99 | 5000 | 83 |  |  |  |  | 8 | [8 empty] | No | [9 empty] | AC | Updated on 10/31/2019
Solid State Lighting | 5 | PLG7AXPUMHRC | Saylite/Texas Fluorescents Reinvented | Saylite | C48LV37W5000LDMV50K | Indoor Luminaires | Linear Ambient | Direct Linear Ambient Luminaires |  |  |  | Standard | [16 empty] | 2018-06-22 | Yes | Continuous Dimming to 10% or below | [23 empty] | IIIMDO | [10 empty] | 5124.38 | 138.5 | 37 | 8.4 | 1 | 5000 | 82 |  |  |  |  | 4 | [8 empty] | No | [9 empty] | AC | Updated on 10/31/2019
Solid State Lighting | 5 | PLGB86EIMN1F | Saylite/Texas Fluorescents Reinvented | Saylite | (SS)HBG48LFRD280W35000LDHV35K(all options except WG) | Indoor Luminaires | High-Bay | High-Bay Luminaires for Commercial and Industrial Buildings |  |  |  | Standard | [16 empty] | 2018-10-24 | Yes | Continuous Dimming to 10% or below | [23 empty] | VVVXGA | [10 empty] | 33850 | 120.889 | 280 | 16.1 | 0.898 | 3500 | 84 | [13 empty] | No | [9 empty] | AC | Updated on 10/31/2019
Solid State Lighting | 5 | PLGEROMT | Saylite/Texas Fluorescents Reinvented | Saylite | UCLL24LJ32W4350LDMV40K | Indoor Luminaires | Troffer | 2x4 Luminaires for Ambient Lighting of Interior Commercial Spaces |  |  |  | Standard | [16 empty] | 2018-07-18 | Not Yet Verified | Continuous Dimming to 10% or below | [23 empty] | ZZZBZX | [10 empty] | 4248.53 | 132.77 | 32 | 14 | 0.89 | 4000 | 82 | [13 empty] | No | [9 empty] | AC | Updated on 10/31/2019
Solid State Lighting | 5 | PLGFBHN28PY0 | Saylite/Texas Fluorescents Reinvented | Saylite | PLF12L105W13400LDMV40K | Outdoor Luminaires | High Output | Outdoor Pole/Arm-Mounted Area and Roadway Luminaires |  |  |  | Standard | [16 empty] | 2017-11-02 | Yes | Continuous Dimming to 10% or below | [23 empty] | IIILHB | [10 empty] | 13400 | 128 | 105 | 11 | 0.9 | 4000 | 70 | [13 empty] | No | [9 empty] | AC | qualified only dark bronze without motion sensor, photocell, and mounting options, Updated on 11/29/2018, Updated on 10/31/2019
Solid State Lighting | 5 | PLGL8VC2907G | Saylite/Texas Fluorescents Reinvented | Saylite | S96LV74W10050LDMV35K | Indoor Luminaires | Linear Ambient | Direct Linear Ambient Luminaires |  |  |  | Standard | [16 empty] | 2018-06-22 | Yes | Continuous Dimming to 10% or below | [23 empty] | IIIMDO | [10 empty] | 9740.01 | 131.62 | 74 | 8.4 | 1 | 3500 | 82 |  |  |  |  | 8 | [8 empty] | No | [9 empty] | AC | Updated on 10/31/2019
Solid State Lighting | 5 | PLGPEYCCUA97 | Saylite/Texas Fluorescents Reinvented | Saylite | (SS)HBG48LD215W30000LDHV35K(all options except WG) | Indoor Luminaires | High-Bay | High-Bay Luminaires for Commercial and Industrial Buildings |  |  |  | Premium | [16 empty] | 2018-10-24 | Yes | Continuous Dimming to 10% or below | [23 empty] | VVVXGA | [10 empty] | 32320 | 150.335 | 215 | 16.1 | 0.898 | 3500 | 84 | [13 empty] | No | [9 empty] | AC | Updated on 10/31/2019
Solid State Lighting | 5.1 | PLGPVDAB | Saylite/Texas Fluorescents Reinvented | Saylite | RKCIT48LY30WDMV40K | Indoor Retrofit Kit | Linear Ambient | Retrofit Kits for Direct Linear Ambient Luminaires | Luminaire Specific |  |  | Standard | [16 empty] | 2021-04-28 | Yes | Continuous Dimming to 10% or below | Energy Monitoring, High-end Trim, Autani Energy Center, Avi-on, Douglas Dialog, Enlighted IOT System, Lutron- Vive, McWoing TruBlu, Nedap Luxon, Signify Easysense | Daylight Sensor, Occupancy Sensor, Multifunction Sensor, Integral Sensor Receptacle | 0-10V Analog,DALI,DMX | Zigbee, Bluetooth, Wifi | No | No | Yes | Yes | Yes | Yes | Autani Energy Center, Avi-on, Douglas Dialog, Enlighted IOT System, Lutron- Vive, McWoing TruBlu, Nedap Luxon, Signify Easysense | Yes | Yes | No | Yes | Yes | Yes | No | No | Yes | Yes | Yes |  | BBBFSF | [10 empty] | 4583.2 | 152.773 | 30 | 9.5 | 0.902 | 4000 | 84 | 10 | 84 | 98 | -11 | 4 | 4.0 ft |  |  |  | No | No | No | No | No | [9 empty] | AC |  | 120 | 277 |  |  | 4583.2 | 30
Solid State Lighting | 5 | PLGUD6M7Z48G | Saylite/Texas Fluorescents Reinvented | Saylite | (SS)HBG48LD215W30000LDHV40K(all options except WG) | Indoor Luminaires | High-Bay | High-Bay Luminaires for Commercial and Industrial Buildings |  |  |  | Premium | [16 empty] | 2018-10-24 | Yes | Continuous Dimming to 10% or below | [23 empty] | VVVXGA | [10 empty] | 33320 | 154.986 | 215 | 16.1 | 0.898 | 4000 | 84 | [13 empty] | No | [9 empty] | AC | Updated on 10/31/2019
Solid State Lighting | 5 | PLH3XHQ2AXQF | Saylite/Texas Fluorescents Reinvented | Saylite | LPLINFR96LUF60WD120WDMV50KWH | Indoor Luminaires | Linear Ambient | Direct Linear Ambient Luminaires |  |  |  | Standard | [16 empty] | 2018-06-22 | Yes | Continuous Dimming to 10% or below | [23 empty] | IIIMDQ | [10 empty] | 22290 | 123.83 | 180 | 9.9 | 0.97 | 5000 | 83 |  |  |  |  | 8 | 8.0 ft | [7 empty] | No | [9 empty] | AC | Updated on 10/31/2019
Solid State Lighting | 5 | PLHEGLCPOTZT | Saylite/Texas Fluorescents Reinvented | Saylite | LXT24LZ40W5200LDMV50K(EM) | Indoor Luminaires | Troffer | 2x4 Luminaires for Ambient Lighting of Interior Commercial Spaces |  |  |  | Standard | [16 empty] | 2018-06-22 | Yes | Continuous Dimming to 10% or below | [23 empty] | IIIMDS | [10 empty] | 5200 | 130 | 40 | 8.05 | 0.986 | 5000 | 83 | [13 empty] | No | [9 empty] | AC | Updated on 10/31/2019
Solid State Lighting | 5 | PLHEIL5EI7UJ | Saylite/Texas Fluorescents Reinvented | Saylite | (SS)HBG48LD215W30000LDMV35K(all options except WG) | Indoor Luminaires | High-Bay | High-Bay Luminaires for Commercial and Industrial Buildings |  |  |  | Premium | [16 empty] | 2018-10-24 | Yes | Continuous Dimming to 10% or below | [23 empty] | VVVXGA | [10 empty] | 30890 | 143.679 | 215 | 15 | 0.945 | 3500 | 84 | [13 empty] | No | [9 empty] | AC | Updated on 10/31/2019
Solid State Lighting | 5 | PLHF5WEFJCOW | Saylite/Texas Fluorescents Reinvented | Saylite | 8RB (421 or 501) F70W9800LDMV35K | Indoor Retrofit Kit | Linear Ambient | Retrofit Kits for Direct Linear Ambient Luminaires | General Purpose |  |  | Standard | [16 empty] | 2018-10-08 | Yes | Continuous Dimming to 10% or below | [23 empty] | VVVXDX | [10 empty] | 9528 | 136.11 | 70 | 8.8 | 0.939 | 3500 | 84 |  |  |  |  | 8 | 8.0 ft | [7 empty] | No | [9 empty] | AC | Updated on 10/31/2019
Solid State Lighting | 5 | PLHNIVVN7NZM | Saylite/Texas Fluorescents Reinvented | Saylite | CITE24LRFV22W2500LLBDMV50K(MDB3,MDT4,MDT4W) | Indoor Luminaires | Linear Ambient | Direct Linear Ambient Luminaires |  |  | TRUE | Standard |  |  | 2635.3 | 121.3 | 21.72 | 10.6 | 0.941 | 5094 | 83 | [5 empty] | 5 | 113000 | 2018-06-22 | Yes | Continuous Dimming to 10% or below | [23 empty] | IIIMDP | [10 empty] | 2635 | 125.48 | 21 | 10.9 | 0.99 | 5000 | 83 |  |  |  |  | 2 | [8 empty] | No | [9 empty] | AC | Updated on 03/29/2019, Updated on 10/31/2019
Solid State Lighting | 5 | PLHOL5W06UC4 | Saylite/Texas Fluorescents Reinvented | Saylite | 8RB (421 or 501) F48W6950LDMV50K | Indoor Retrofit Kit | Linear Ambient | Retrofit Kits for Direct Linear Ambient Luminaires | General Purpose |  |  | Standard | [16 empty] | 2018-10-08 | Yes | Continuous Dimming to 10% or below | [23 empty] | VVVXDX | [10 empty] | 7148 | 148.92 | 48 | 8.8 | 0.939 | 5000 | 83 |  |  |  |  | 8 | [8 empty] | No | [9 empty] | AC | Updated on 10/31/2019
Solid State Lighting | 5 | PLHPY73OA4YV | Saylite/Texas Fluorescents Reinvented | Saylite | HBG24LD175W23500LDMV40K | Indoor Luminaires | High-Bay | High-Bay Luminaires for Commercial and Industrial Buildings |  |  |  | Premium | [16 empty] | 2018-12-19 | Yes | Continuous Dimming to 10% or below | [23 empty] | ZZZCIO | [10 empty] | 24180 | 138.171 | 175 | 11.6 | 0.97 | 4000 | 84 | [13 empty] | No | [9 empty] | AC | Updated on 10/31/2019
Solid State Lighting | 5 | PLHT6QSR8P6U | Saylite/Texas Fluorescents Reinvented | Saylite | HBG24LFRD132W15300LDHV50K | Indoor Luminaires | High-Bay | High-Bay Luminaires for Commercial and Industrial Buildings |  |  |  | Standard | [16 empty] | 2018-12-19 | Yes | Continuous Dimming to 10% or below | [23 empty] | ZZZCIO | [10 empty] | 15450 | 117.045 | 132 | 14.6 | 0.938 | 5000 | 84 | [13 empty] | No | [9 empty] | AC | Updated on 10/31/2019
Solid State Lighting | 5 | PLHVSUSE8IKQ | Saylite/Texas Fluorescents Reinvented | Saylite | LXT24LZ35W4550LDMV50K(EM) | Indoor Luminaires | Troffer | 2x4 Luminaires for Ambient Lighting of Interior Commercial Spaces |  |  |  | Standard | [16 empty] | 2018-06-22 | Yes | Continuous Dimming to 10% or below | [23 empty] | IIIMDS | [10 empty] | 4560 | 130 | 35 | 11.6 | 0.984 | 5000 | 83 | [13 empty] | No | [9 empty] | AC | Updated on 10/31/2019
Solid State Lighting | 5 | PLHVUQMBRS45 | Saylite/Texas Fluorescents Reinvented | Saylite | CITE48LRFV37W4600LLBDMV30K(MDB3,MDT4,MDT4W) | Indoor Luminaires | Linear Ambient | Direct Linear Ambient Luminaires |  |  | TRUE | Standard |  |  | 4301 | 115 | 37.4 | 10.6 | 0.941 | 3100 | 83 | [5 empty] | 5 | 113000 | 2018-06-22 | Yes | Continuous Dimming to 10% or below | [23 empty] | IIIMDP | [10 empty] | 4345 | 117.4 | 37 | 8.4 | 1 | 3000 | 83 |  |  |  |  | 4 |  | TRUE | [6 empty] | No | [9 empty] | AC | Updated on 03/29/2019, Updated on 10/31/2019
Solid State Lighting | 5 | PLHXA5S57308 | Saylite/Texas Fluorescents Reinvented | Saylite | (SS)HBG48LFRD175W21000LDHV50K(all options except WG) | Indoor Luminaires | High-Bay | High-Bay Luminaires for Commercial and Industrial Buildings |  |  |  | Standard | [16 empty] | 2018-10-24 | Yes | Continuous Dimming to 10% or below | [23 empty] | VVVXGA | [10 empty] | 21100 | 120.571 | 175 | 13 | 0.952 | 5000 | 84 | [13 empty] | No | [9 empty] | AC | Updated on 10/31/2019
Solid State Lighting | 5 | PLHXDXORL5H4 | Saylite/Texas Fluorescents Reinvented | Saylite | LPLINFR96LF96W11850LDMV40KWH | Indoor Luminaires | Linear Ambient | Direct Linear Ambient Luminaires |  |  |  | Standard | [16 empty] | 2018-06-22 | Yes | Continuous Dimming to 10% or below | [23 empty] | IIIMDQ | [10 empty] | 11850 | 123.4 | 96 | 4.6 | 1 | 4000 | 84 |  |  |  |  | 8 | [8 empty] | No | [9 empty] | AC | Updated on 10/31/2019
Solid State Lighting | 5 | PLHZOB6ZPIZL | Saylite/Texas Fluorescents Reinvented | Saylite | 8RB (421 or 501) F97W13100LDMV40K | Indoor Retrofit Kit | Linear Ambient | Retrofit Kits for Direct Linear Ambient Luminaires | General Purpose |  |  | Standard | [16 empty] | 2018-10-08 | Yes | Continuous Dimming to 10% or below | [23 empty] | VVVXDX | [10 empty] | 13118 | 136.65 | 96 | 8.8 | 0.939 | 4000 | 84 |  |  |  |  | 8 | [8 empty] | No | [9 empty] | AC | Updated on 10/31/2019
Solid State Lighting | 5 | PLI0JB31KE00 | Saylite/Texas Fluorescents Reinvented | Saylite | 8RB (421 or 501) F97W13100LDMV35K | Indoor Retrofit Kit | Linear Ambient | Retrofit Kits for Direct Linear Ambient Luminaires | General Purpose |  |  | Standard | [16 empty] | 2018-10-08 | Yes | Continuous Dimming to 10% or below | [23 empty] | VVVXDX | [10 empty] | 12698 | 132.27 | 96 | 8.8 | 0.939 | 3500 | 84 |  |  |  |  | 8 | [8 empty] | No | [9 empty] | AC | Updated on 10/31/2019
Solid State Lighting | 5 | PLI0ZFW0PY5H | Saylite/Texas Fluorescents Reinvented | Saylite | LXT22LZ24W3000LDMV40K | Indoor Luminaires | Troffer | 2x2 Luminaires for Ambient Lighting of Interior Commercial Spaces |  |  |  | Standard | [16 empty] | 2018-06-22 | Not Yet Verified | Continuous Dimming to 10% or below | [23 empty] | IIIMDR | [10 empty] | 3035 | 126.41 | 24 | 12 | 0.991 | 4000 | 83 | [13 empty] | No | [9 empty] | AC | Updated on 10/31/2019
Solid State Lighting | 5 | PLI1E0X640B4 | Saylite/Texas Fluorescents Reinvented | Saylite | LPLINFR96LF96W11850LDMV50KWH | Indoor Luminaires | Linear Ambient | Direct Linear Ambient Luminaires |  |  |  | Standard | [16 empty] | 2018-06-22 | Yes | Continuous Dimming to 10% or below | [23 empty] | IIIMDQ | [10 empty] | 12210 | 127.2 | 96 | 4.6 | 1 | 5000 | 83 |  |  |  |  | 8 | 8.0 ft | [7 empty] | No | [9 empty] | AC | Updated on 10/31/2019
Solid State Lighting | 5 | PLI1HZX9C7ZO | Saylite/Texas Fluorescents Reinvented | Saylite | LPLINFR96LF70W9000LDMV40KWH | Indoor Luminaires | Linear Ambient | Direct Linear Ambient Luminaires |  |  |  | Standard | [16 empty] | 2018-06-22 | Yes | Continuous Dimming to 10% or below | [23 empty] | IIIMDQ | [10 empty] | 9010 | 128.7 | 70 | 8.1 | 0.99 | 4000 | 84 |  |  |  |  | 8 | 8.0 ft | [7 empty] | No | [9 empty] | AC | Updated on 10/31/2019
Solid State Lighting | 5 | PLI66VVTFXY3 | Saylite/Texas Fluorescents Reinvented | Saylite | LPLINFR48LUF30WD60WDMV30KWH | Indoor Luminaires | Linear Ambient | Direct Linear Ambient Luminaires |  |  |  | Standard | [16 empty] | 2018-06-22 | Yes | Continuous Dimming to 10% or below | [23 empty] | IIIMDQ | [10 empty] | 10334 | 114.4 | 90 | 6.1 | 1 | 3000 | 84 |  |  |  |  | 4 | 4.0 ft | TRUE | [6 empty] | No | [9 empty] | AC | Updated on 10/31/2019
Solid State Lighting | 5 | PLIDXKOONURP | Saylite/Texas Fluorescents Reinvented | Saylite | LXT24LZ28W3600LDMV30K(EM) | Indoor Luminaires | Troffer | 2x4 Luminaires for Ambient Lighting of Interior Commercial Spaces |  |  | TRUE | Standard |  |  | 3349.7 | 123 | 27.23 | 14.8 | 0.891 | 3082 | 83 | [5 empty] | 5 | 50000 | 2018-06-22 | Yes | Continuous Dimming to 10% or below | [23 empty] | IIIMDS | [10 empty] | 3349.7 | 123 | 27.23 | 11.6 | 0.982 | 3000 | 83 | [6 empty] | TRUE | [6 empty] | No | [9 empty] | AC | Updated on 10/31/2019
Solid State Lighting | 5 | PLIGHJNPFFXD | Saylite/Texas Fluorescents Reinvented | Saylite | 4RB (421 or 501) F35W4900LDMV30K | Indoor Retrofit Kit | Linear Ambient | Retrofit Kits for Direct Linear Ambient Luminaires | General Purpose |  |  | Standard | [16 empty] | 2018-10-08 | Yes | Continuous Dimming to 10% or below | [23 empty] | VVVXDX | [10 empty] | 4685 | 133.86 | 35 | 8.8 | 0.939 | 3000 | 84 |  |  |  |  | 4 | 4.0 ft | TRUE | [6 empty] | No | [9 empty] | AC | Updated on 10/31/2019
Solid State Lighting | 5 | PLIJG5RVUHYT | Saylite/Texas Fluorescents Reinvented | Fleco | PPF15L200W26000LD48050K[BLANK,BK,GY,WH][Blank,PC][Blank,FSP211L2,FSP211L3,FSP211L7,FSP212DL2,FSP212DL3,FSP212DL7][BLANK,SW,WM] | Outdoor Luminaires | High Output | Outdoor Pole/Arm-Mounted Area and Roadway Luminaires |  |  |  | Premium | [16 empty] | 2018-09-19 | Yes | Continuous Dimming to 10% or below | [23 empty] | VVVXAQ | [10 empty] | 26200 | 131 | 200 | 15 | 0.9 | 5000 | 70 | [13 empty] | No | [9 empty] | AC
Solid State Lighting | 5 | PLILRESB1VJ6 | Saylite/Texas Fluorescents Reinvented | Fleco | DCC200SR90W9700LMV40K | Outdoor Luminaires | Mid Output | Outdoor Full-Cutoff Wall-Mounted Area Luminaires |  |  | TRUE | Standard |  |  | 9624.3 | 108.24 | 88.92 | 11.65 | 0.9453 | 4078 | 84.2 | [5 empty] | 5 | 50000 | 2018-09-19 | Yes | Continuous Dimming to 10% or below | [23 empty] | VVVXAL | [10 empty] | 9700 | 108 | 90 | 15 | 0.9 | 4000 | 80 | [13 empty] | No | [9 empty] | AC
Solid State Lighting | 5 | PLIV8RJI8U7O | Saylite/Texas Fluorescents Reinvented | Saylite | HBG24LD89W12400LDHV40K | Indoor Luminaires | High-Bay | High-Bay Luminaires for Commercial and Industrial Buildings |  |  |  | Premium | [16 empty] | 2018-12-19 | Yes | Continuous Dimming to 10% or below | [23 empty] | ZZZCIO | [10 empty] | 12385 | 140.739 | 88 | 12.1 | 0.971 | 4000 | 84 | [13 empty] | No | [9 empty] | AC | Updated on 10/31/2019
Solid State Lighting | 5 | PLIY2KCUUEYZ | Saylite/Texas Fluorescents Reinvented | Saylite | HBG24LD75W10500LDHV50K | Indoor Luminaires | High-Bay | High-Bay Luminaires for Commercial and Industrial Buildings |  |  |  | Premium | [16 empty] | 2018-12-19 | Yes | Continuous Dimming to 10% or below | [23 empty] | ZZZCIO | [10 empty] | 10565 | 144.134 | 73.3 | 12.1 | 0.978 | 5000 | 84 | [13 empty] | No | [9 empty] | AC | Updated on 10/31/2019
Solid State Lighting | 5 | PLIY6ZDZJBR5 | Saylite/Texas Fluorescents Reinvented | Saylite | LXT22LZ28W3500LDMV40K | Indoor Luminaires | Troffer | 2x2 Luminaires for Ambient Lighting of Interior Commercial Spaces |  |  |  | Standard | [16 empty] | 2018-06-22 | Not Yet Verified | Continuous Dimming to 10% or below | [23 empty] | IIIMDR | [10 empty] | 3510 | 125.4 | 28 | 7.2 | 0.993 | 4000 | 83 | [13 empty] | No | [9 empty] | AC | Updated on 10/31/2019
Solid State Lighting | 5 | PLJ40IPMXJMI | Saylite/Texas Fluorescents Reinvented | Saylite | HBG24LD175W23500LDHV35K | Indoor Luminaires | High-Bay | High-Bay Luminaires for Commercial and Industrial Buildings |  |  |  | Premium | [16 empty] | 2018-12-19 | Yes | Continuous Dimming to 10% or below | [23 empty] | ZZZCIO | [10 empty] | 23457 | 134.04 | 175 | 14.9 | 0.949 | 3500 | 84 | [13 empty] | No | [9 empty] | AC | Updated on 10/31/2019
Solid State Lighting | 5 | PLJ50JG79WUZ | Saylite/Texas Fluorescents Reinvented | Saylite | (SS)HBG48LD175W25000LDMV50K(all options except WG) | Indoor Luminaires | High-Bay | High-Bay Luminaires for Commercial and Industrial Buildings |  |  |  | Premium | [16 empty] | 2018-10-24 | Yes | Continuous Dimming to 10% or below | [23 empty] | VVVXGA | [10 empty] | 24235 | 138.486 | 175 | 15 | 0.945 | 5000 | 84 | [13 empty] | No | [9 empty] | AC | Updated on 10/31/2019
Solid State Lighting | 5 | PLJ548JZSGXV | Saylite/Texas Fluorescents Reinvented | Saylite | HBG24LFRD75W8500LDHV40K | Indoor Luminaires | Low-Bay | Low-Bay Luminaires for Commercial and Industrial Buildings |  |  |  | Standard | [16 empty] | 2018-12-19 | Yes | Continuous Dimming to 10% or below | [23 empty] | ZZZCIO | [10 empty] | 8470 | 115.505 | 73.33 | 14.6 | 0.938 | 4000 | 84 | [13 empty] | No | [9 empty] | AC | Updated on 10/31/2019
Solid State Lighting | 5 | PLJ83EY8KGDV | Saylite/Texas Fluorescents Reinvented | Saylite | LPLINFR96LUF32WD64WDMV35KWH | Indoor Luminaires | Linear Ambient | Direct Linear Ambient Luminaires |  |  |  | Standard | [16 empty] | 2018-06-22 | Yes | Continuous Dimming to 10% or below | [23 empty] | IIIMDQ | [10 empty] | 12550 | 130.73 | 96 | 9.9 | 0.97 | 3500 | 84 |  |  |  |  | 8 | 8.0 ft | [7 empty] | No | [9 empty] | AC | Updated on 10/31/2019
Solid State Lighting | 5 | PLJBKLX88178 | Saylite/Texas Fluorescents Reinvented | Saylite | C48LV37W5000LDMV35K | Indoor Luminaires | Low-Bay | Low-Bay Luminaires for Commercial and Industrial Buildings |  |  |  | Standard | [16 empty] | 2018-06-22 | Yes | Continuous Dimming to 10% or below | [23 empty] | IIIMDO | [10 empty] | 4870.01 | 131.62 | 37 | 8.4 | 1 | 3500 | 82 | [13 empty] | No | [9 empty] | AC | Updated on 10/31/2019
Solid State Lighting | 5 | PLJEAZSBQGPW | Saylite/Texas Fluorescents Reinvented | Saylite | (SS)HBG48LFRD280W35000LDMV50K(all options except WG) | Indoor Luminaires | High-Bay | High-Bay Luminaires for Commercial and Industrial Buildings |  |  |  | Standard | [16 empty] | 2018-10-24 | Yes | Continuous Dimming to 10% or below | [23 empty] | VVVXGA | [10 empty] | 33990 | 121.389 | 280 | 15 | 0.945 | 5000 | 84 | [13 empty] | No | [9 empty] | AC | Updated on 10/31/2019
Solid State Lighting | 5 | PLJF0DCQ8CZC | Saylite/Texas Fluorescents Reinvented | Saylite | S24LV22W2800LDMV40K | Indoor Luminaires | Linear Ambient | Direct Linear Ambient Luminaires |  |  |  | Standard | [16 empty] | 2018-06-22 | Yes | Continuous Dimming to 10% or below | [23 empty] | IIIMDO | [10 empty] | 2800.45 | 127.29 | 22 | 9.9 | 1 | 4000 | 82 |  |  |  |  | 2 | 2.0 ft | [7 empty] | No | [9 empty] | AC | Updated on 10/31/2019
Solid State Lighting | 5 | PLJPFGYP7K5R | Saylite/Texas Fluorescents Reinvented | Saylite | PLF12L70W9000LDMV50K | Outdoor Luminaires | Mid Output | Outdoor Pole/Arm-Mounted Area and Roadway Luminaires |  |  |  | Standard | [16 empty] | 2017-11-02 | Yes | Continuous Dimming to 10% or below | [23 empty] | IIILHC | [10 empty] | 9000 | 129 | 70 | 13 | 0.9 | 5000 | 70 | [13 empty] | No | [9 empty] | AC | qualified only dark bronze without motion sensor, photocell, and mounting options, Updated on 11/29/2018, Updated on 10/31/2019
Solid State Lighting | 5 | PLJTSZEO078N | Saylite/Texas Fluorescents Reinvented | Saylite | LXT24LZ40W5200LDMV30K(EM) | Indoor Luminaires | Troffer | 2x4 Luminaires for Ambient Lighting of Interior Commercial Spaces |  |  |  | Standard | [16 empty] | 2018-06-22 | Yes | Continuous Dimming to 10% or below | [23 empty] | IIIMDS | [10 empty] | 4830 | 121 | 40 | 8.05 | 0.986 | 3000 | 83 | [6 empty] | TRUE | [6 empty] | No | [9 empty] | AC | Updated on 10/31/2019
Solid State Lighting | 5 | PLJU9NCF1QQ2 | Saylite/Texas Fluorescents Reinvented | Saylite | C24LFRV22 W2800LDMV40K | Indoor Luminaires | Linear Ambient | Direct Linear Ambient Luminaires |  |  |  | Standard | [16 empty] | 2018-06-22 | Yes | Continuous Dimming to 10% or below | [23 empty] | IIIMDO | [10 empty] | 2582.79 | 117.4 | 22 | 9.9 | 1 | 4000 | 82 |  |  |  |  | 2 | 2.0 ft | [7 empty] | No | [9 empty] | AC | Updated on 10/31/2019
Solid State Lighting | 5 | PLJVDPD89AEZ | Saylite/Texas Fluorescents Reinvented | Saylite | 8RB (421 or 501) F60W8600LDMV30K | Indoor Retrofit Kit | Linear Ambient | Retrofit Kits for Direct Linear Ambient Luminaires | General Purpose |  |  | Standard | [16 empty] | 2018-10-08 | Yes | Continuous Dimming to 10% or below | [23 empty] | VVVXDX | [10 empty] | 8212 | 136.87 | 60 | 8.8 | 0.939 | 3000 | 84 |  |  |  |  | 8 |  | TRUE | [6 empty] | No | [9 empty] | AC | Updated on 10/31/2019
Solid State Lighting | 5 | PLJW35D4DIS6 | Saylite/Texas Fluorescents Reinvented | Saylite | 8RB (421 or 501) F48W6950LDMV35K | Indoor Retrofit Kit | Linear Ambient | Retrofit Kits for Direct Linear Ambient Luminaires | General Purpose |  |  | Standard | [16 empty] | 2018-10-08 | Yes | Continuous Dimming to 10% or below | [23 empty] | VVVXDX | [10 empty] | 6718 | 139.96 | 48 | 8.8 | 0.939 | 3500 | 84 |  |  |  |  | 8 | 8.0 ft | [7 empty] | No | [9 empty] | AC | Updated on 10/31/2019
Solid State Lighting | 5 | PLJZ3Y9P9YCM | Saylite/Texas Fluorescents Reinvented | Saylite | DCC150SR45W4900LMV50K | Outdoor Luminaires | Low Output | Outdoor Full-Cutoff Wall-Mounted Area Luminaires |  |  |  | Standard | [16 empty] | 2017-11-02 | Yes | Continuous Dimming to 10% or below | [23 empty] | IIILGZ | [10 empty] | 4900 | 108 | 45 | 15 | 0.9 | 5000 | 80 | [13 empty] | No | [9 empty] | AC | qualified only dark bronze without photocell, motion sensor, and EM battery backup, Updated on 11/29/2018, Updated on 10/31/2019
Solid State Lighting | 5 | PLK59QMKGGF7 | Saylite/Texas Fluorescents Reinvented | Saylite | 4RB (421 or 501) F30W4300LDMV50K | Indoor Retrofit Kit | Linear Ambient | Retrofit Kits for Direct Linear Ambient Luminaires | General Purpose |  |  | Standard | [16 empty] | 2018-10-08 | Yes | Continuous Dimming to 10% or below | [23 empty] | VVVXDX | [10 empty] | 4442 | 148.07 | 30 | 8.8 | 0.939 | 5000 | 83 |  |  |  |  | 4 | 4.0 ft | [7 empty] | No | [9 empty] | AC | Updated on 10/31/2019
Solid State Lighting | 5 | PLK5BRRAMISE | Saylite/Texas Fluorescents Reinvented | Saylite | HBG24LFRD75W8500LDMV35K | Indoor Luminaires | Low-Bay | Low-Bay Luminaires for Commercial and Industrial Buildings |  |  | TRUE | Standard |  |  | 8319 | 114.1 | 72.9 | 6.2 | 0.997 | 3518 | 84 | [5 empty] | 5 | 50000 | 2018-12-19 | Yes | Continuous Dimming to 10% or below | [23 empty] | ZZZCIO | [10 empty] | 8319 | 114.115 | 72.9 | 11.6 | 0.97 | 3500 | 84 | [13 empty] | No | [9 empty] | AC | Updated on 10/31/2019
Solid State Lighting | 5 | PLK6IYGV6S17 | Saylite/Texas Fluorescents Reinvented | Saylite | C96LV74W10050LDMV35K | Indoor Luminaires | Low-Bay | Low-Bay Luminaires for Commercial and Industrial Buildings |  |  |  | Standard | [16 empty] | 2018-06-22 | Yes | Continuous Dimming to 10% or below | [23 empty] | IIIMDO | [10 empty] | 9740.01 | 131.62 | 74 | 8.4 | 1 | 3500 | 82 | [13 empty] | No | [9 empty] | AC | Updated on 10/31/2019
Solid State Lighting | 5 | PLKBY7NWLCFZ | Saylite/Texas Fluorescents Reinvented | Saylite | (SS)HBG48LD355W50000LDHV35K(all options except WG) | Indoor Luminaires | High-Bay | High-Bay Luminaires for Commercial and Industrial Buildings |  |  |  | Premium | [16 empty] | 2018-10-24 | Yes | Continuous Dimming to 10% or below | [23 empty] | VVVXGA | [10 empty] | 46970 | 132.99 | 353.2 | 16.1 | 0.898 | 3500 | 84 | [13 empty] | No | [9 empty] | AC | Updated on 10/31/2019
Solid State Lighting | 5 | PLKC369411XB | Saylite/Texas Fluorescents Reinvented | Saylite | LPLINFR96LF48W5900LDMV30KWH | Indoor Luminaires | Linear Ambient | Direct Linear Ambient Luminaires |  |  |  | Standard | [16 empty] | 2018-06-22 | Yes | Continuous Dimming to 10% or below | [23 empty] | IIIMDQ | [10 empty] | 5660 | 117.9 | 48 | 8.1 | 0.99 | 3000 | 84 |  |  |  |  | 8 |  | TRUE | [6 empty] | No | [9 empty] | AC | Updated on 10/31/2019
Solid State Lighting | 5 | PLKCEZ9CFNJW | Saylite/Texas Fluorescents Reinvented | Saylite | LPLINFR96LF70W9000LDMV35KWH | Indoor Luminaires | Linear Ambient | Direct Linear Ambient Luminaires |  |  |  | Standard | [16 empty] | 2018-06-22 | Yes | Continuous Dimming to 10% or below | [23 empty] | IIIMDQ | [10 empty] | 8740 | 124.9 | 70 | 8.1 | 0.99 | 3500 | 84 |  |  |  |  | 8 | 8.0 ft | [7 empty] | No | [9 empty] | AC | Updated on 10/31/2019
Solid State Lighting | 5 | PLKFL8IG7FSN | Saylite/Texas Fluorescents Reinvented | Saylite | HBG24LD175W23500LDHV40K | Indoor Luminaires | High-Bay | High-Bay Luminaires for Commercial and Industrial Buildings |  |  |  | Premium | [16 empty] | 2018-12-19 | Yes | Continuous Dimming to 10% or below | [23 empty] | ZZZCIO | [10 empty] | 24180 | 138.171 | 175 | 14.9 | 0.949 | 4000 | 84 | [13 empty] | No | [9 empty] | AC | Updated on 10/31/2019
Solid State Lighting | 5 | PLKFOP24M1QU | Saylite/Texas Fluorescents Reinvented | Saylite | HBG24LFRD75W8500LDHV50K | Indoor Luminaires | Low-Bay | Low-Bay Luminaires for Commercial and Industrial Buildings |  |  |  | Standard | [16 empty] | 2018-12-19 | Yes | Continuous Dimming to 10% or below | [23 empty] | ZZZCIO | [10 empty] | 8555 | 116.664 | 73.33 | 14.6 | 0.938 | 5000 | 84 | [13 empty] | No | [9 empty] | AC | Updated on 10/31/2019
Solid State Lighting | 5 | PLKIVJ0LNH9G | Saylite/Texas Fluorescents Reinvented | Saylite | (SS)HBG48LD104W15000LDMV40K(all options except WG) | Indoor Luminaires | High-Bay | High-Bay Luminaires for Commercial and Industrial Buildings |  |  |  | Premium | [16 empty] | 2018-10-24 | Yes | Continuous Dimming to 10% or below | [23 empty] | VVVXGA | [10 empty] | 14970 | 147.779 | 101.3 | 15 | 0.945 | 4000 | 84 | [13 empty] | No | [9 empty] | AC | Updated on 10/31/2019
Solid State Lighting | 5 | PLKJCT38TYE4 | Saylite/Texas Fluorescents Reinvented | Saylite | LPLINFR48LUF30WD60WDMV35KWH | Indoor Luminaires | Linear Ambient | Direct Linear Ambient Luminaires |  |  |  | Standard | [16 empty] | 2018-06-22 | Yes | Continuous Dimming to 10% or below | [23 empty] | IIIMDQ | [10 empty] | 10440 | 115.61 | 90 | 6.1 | 1 | 3500 | 84 |  |  |  |  | 4 | [8 empty] | No | [9 empty] | AC | Updated on 10/31/2019
Solid State Lighting | 5 | PLKMLRCNDINS | Saylite/Texas Fluorescents Reinvented | Saylite | (SS)HBG48LD175W25000LDHV50K(all options except WG) | Indoor Luminaires | High-Bay | High-Bay Luminaires for Commercial and Industrial Buildings |  |  |  | Premium | [16 empty] | 2018-10-24 | Yes | Continuous Dimming to 10% or below | [23 empty] | VVVXGA | [10 empty] | 24245 | 138.543 | 175 | 13 | 0.952 | 5000 | 84 | [13 empty] | No | [9 empty] | AC | Updated on 10/31/2019
Solid State Lighting | 5 | PLKMT3M868OJ | Saylite/Texas Fluorescents Reinvented | Saylite | (SS)HBG48LD175W25000LDHV40K(all options except WG) | Indoor Luminaires | High-Bay | High-Bay Luminaires for Commercial and Industrial Buildings |  |  |  | Premium | [16 empty] | 2018-10-24 | Yes | Continuous Dimming to 10% or below | [23 empty] | VVVXGA | [10 empty] | 24005 | 137.177 | 175 | 13 | 0.952 | 4000 | 84 | [13 empty] | No | [9 empty] | AC | Updated on 10/31/2019
Solid State Lighting | 5 | PLKOH6OMZITU | Saylite/Texas Fluorescents Reinvented | Saylite | C24LFRV22 W2800LDMV35K | Indoor Luminaires | Linear Ambient | Direct Linear Ambient Luminaires |  |  |  | Standard | [16 empty] | 2018-06-22 | Yes | Continuous Dimming to 10% or below | [23 empty] | IIIMDO | [10 empty] | 2497.26 | 113.51 | 22 | 9.9 | 1 | 3500 | 82 |  |  |  |  | 2 | 2.0 ft | [7 empty] | No | [9 empty] | AC | Updated on 10/31/2019
Solid State Lighting | 5 | PLKSAULUC3WL | Saylite/Texas Fluorescents Reinvented | Saylite | (SS)HBG48LFRD280W35000LDHV40K(all options except WG) | Indoor Luminaires | High-Bay | High-Bay Luminaires for Commercial and Industrial Buildings |  |  |  | Standard | [16 empty] | 2018-10-24 | Yes | Continuous Dimming to 10% or below | [23 empty] | VVVXGA | [10 empty] | 34900 | 124.629 | 280 | 16.1 | 0.898 | 4000 | 84 | [13 empty] | No | [9 empty] | AC | Updated on 10/31/2019
Solid State Lighting | 5 | PLKT7YQR862P | Saylite/Texas Fluorescents Reinvented | Saylite | (SS)HBG48LFRD132W16500LDMV40K(all options except WG) | Indoor Luminaires | High-Bay | High-Bay Luminaires for Commercial and Industrial Buildings |  |  |  | Standard | [16 empty] | 2018-10-24 | Yes | Continuous Dimming to 10% or below | [23 empty] | VVVXGA | [10 empty] | 15965 | 120.955 | 132 | 15 | 0.945 | 4000 | 84 | [13 empty] | No | [9 empty] | AC | Updated on 10/31/2019
Solid State Lighting | 5 | PLKVU6JGUN6G | Saylite/Texas Fluorescents Reinvented | Saylite | LPLINFR96LUF60WD120WDMV40KWH | Indoor Luminaires | Linear Ambient | Direct Linear Ambient Luminaires |  |  |  | Standard | [16 empty] | 2018-06-22 | Yes | Continuous Dimming to 10% or below | [23 empty] | IIIMDQ | [10 empty] | 21640 | 120.22 | 180 | 9.9 | 0.97 | 4000 | 84 |  |  |  |  | 8 | [8 empty] | No | [9 empty] | AC | Updated on 10/31/2019
Solid State Lighting | 5 | PLKWCGK6YFNK | Saylite/Texas Fluorescents Reinvented | Fleco | PPF15L200W26000LD48040K[BLANK,BK,GY,WH][Blank,PC][Blank,FSP211L2,FSP211L3,FSP211L7,FSP212DL2,FSP212DL3,FSP212DL7][BLANK,SW,WM] | Outdoor Luminaires | High Output | Outdoor Pole/Arm-Mounted Area and Roadway Luminaires |  |  | TRUE | Premium |  |  | 26380 | 130.79 | 201.7 | 11.3 | 0.9456 | 3989 | 75.1 | [5 empty] | 5 | 50000 | 2018-09-19 | Yes | Continuous Dimming to 10% or below | [23 empty] | VVVXAQ | [10 empty] | 26000 | 130 | 200 | 15 | 0.9 | 4000 | 70 | [13 empty] | No | [9 empty] | AC
Solid State Lighting | 5 | PLKYTRSKPX81 | Saylite/Texas Fluorescents Reinvented | Saylite | S24LFRV22W2800LDMV35K | Indoor Luminaires | Linear Ambient | Direct Linear Ambient Luminaires |  |  |  | Standard | [16 empty] | 2018-06-22 | Yes | Continuous Dimming to 10% or below | [23 empty] | IIIMDO | [10 empty] | 2497.26 | 113.51 | 22 | 9.9 | 1 | 3500 | 82 |  |  |  |  | 2 | 2.0 ft | [7 empty] | No | [9 empty] | AC | Updated on 10/31/2019
Solid State Lighting | 5 | PLL1WM11DW9Q | Saylite/Texas Fluorescents Reinvented | Saylite | LXT24LZ50W6450LDMV30K(EM) | Indoor Luminaires | Troffer | 2x4 Luminaires for Ambient Lighting of Interior Commercial Spaces |  |  |  | Standard | [16 empty] | 2018-06-22 | Yes | Continuous Dimming to 10% or below | [23 empty] | IIIMDS | [10 empty] | 6000 | 120 | 50 | 8.05 | 0.99 | 3000 | 83 | [6 empty] | TRUE | [6 empty] | No | [9 empty] | AC | Updated on 10/31/2019
Solid State Lighting | 5 | PLL771Q04T2V | Saylite/Texas Fluorescents Reinvented | Saylite | LXT24LZ55W6950LDMV50K(EM) | Indoor Luminaires | Troffer | 2x4 Luminaires for Ambient Lighting of Interior Commercial Spaces |  |  |  | Standard | [16 empty] | 2018-06-22 | Yes | Continuous Dimming to 10% or below | [23 empty] | IIIMDS | [10 empty] | 6975 | 127 | 55 | 5 | 0.991 | 5000 | 83 | [13 empty] | No | [9 empty] | AC | Updated on 10/31/2019
Solid State Lighting | 5 | PLL8ALN2SZ7Q | Saylite/Texas Fluorescents Reinvented | Saylite | 209A48LV37W4500LDMV30K | Indoor Luminaires | Linear Ambient | Direct Linear Ambient Luminaires |  |  |  | Standard | [16 empty] | 2018-06-22 | Yes | Continuous Dimming to 10% or below | [23 empty] | IIIMDN | [10 empty] | 4227 | 116.4 | 36.33 | 8.4 | 1 | 3000 | 83 |  |  |  |  | 4 |  | TRUE | [6 empty] | No | [9 empty] | AC | Updated on 10/31/2019
Solid State Lighting | 5 | PLLBB5SJQ2WJ | Saylite/Texas Fluorescents Reinvented | Saylite | (SS)HBG48LFRD132W16500LDHV40K(all options except WG) | Indoor Luminaires | High-Bay | High-Bay Luminaires for Commercial and Industrial Buildings |  |  |  | Standard | [16 empty] | 2018-10-24 | Yes | Continuous Dimming to 10% or below | [23 empty] | VVVXGA | [10 empty] | 16630 | 125.023 | 133 | 13.9 | 0.926 | 4000 | 84 | [13 empty] | No | [9 empty] | AC | Updated on 10/31/2019
Solid State Lighting | 5 | PLLC3OURXVL6 | Saylite/Texas Fluorescents Reinvented | Saylite | LPLINFR48LUF20WD40WDMV35KWH | Indoor Luminaires | Linear Ambient | Direct Linear Ambient Luminaires |  |  |  | Standard | [16 empty] | 2018-06-22 | Yes | Continuous Dimming to 10% or below | [23 empty] | IIIMDQ | [10 empty] | 7660 | 127.67 | 60 | 6.1 | 1 | 3500 | 84 |  |  |  |  | 4 | 4.0 ft | [7 empty] | No | [9 empty] | AC | Updated on 10/31/2019
Solid State Lighting | 5 | PLLF8KY1XJ23 | Saylite/Texas Fluorescents Reinvented | Saylite | C96LFRV74W10050LDMV35K | Indoor Luminaires | Linear Ambient | Direct Linear Ambient Luminaires |  |  |  | Standard | [16 empty] | 2018-06-22 | Yes | Continuous Dimming to 10% or below | [23 empty] | IIIMDO | [10 empty] | 9058.9 | 122.42 | 74 | 8.7 | 0.99 | 3500 | 83 |  |  |  |  | 8 | [8 empty] | No | [9 empty] | AC | Updated on 10/31/2019
Solid State Lighting | 5 | PLLGVABDVV8X | Saylite/Texas Fluorescents Reinvented | Saylite | C48LV37W5000LDMV40K | Indoor Luminaires | Low-Bay | Low-Bay Luminaires for Commercial and Industrial Buildings |  |  |  | Standard | [16 empty] | 2018-06-22 | Yes | Continuous Dimming to 10% or below | [23 empty] | IIIMDO | [10 empty] | 5036.79 | 136.13 | 37 | 8.4 | 1 | 4000 | 82 | [13 empty] | No | [9 empty] | AC | Updated on 10/31/2019
Solid State Lighting | 5 | PLLISI3D0IXU | Saylite/Texas Fluorescents Reinvented | Saylite | LPLINFR96LUF24WD48WDMV50KWH | Indoor Luminaires | Linear Ambient | Direct Linear Ambient Luminaires |  |  |  | Standard | [16 empty] | 2018-06-22 | Yes | Continuous Dimming to 10% or below | [23 empty] | IIIMDQ | [10 empty] | 9874 | 140.26 | 70.4 | 9.9 | 0.97 | 5000 | 83 |  |  |  |  | 8 | 8.0 ft | [7 empty] | No | [9 empty] | AC | Updated on 10/31/2019
Solid State Lighting | 5 | PLLJ8XW5EI34 | Saylite/Texas Fluorescents Reinvented | Saylite | S96LV74W10050LDMV50K | Indoor Luminaires | Low-Bay | Low-Bay Luminaires for Commercial and Industrial Buildings |  |  |  | Standard | [16 empty] | 2018-06-22 | Yes | Continuous Dimming to 10% or below | [23 empty] | IIIMDO | [10 empty] | 10248.8 | 138.5 | 74 | 8.4 | 1 | 5000 | 82 | [13 empty] | No | [9 empty] | AC | Updated on 10/31/2019
Solid State Lighting | 5 | PLLKZMI2M023 | Saylite/Texas Fluorescents Reinvented | Saylite | LXT22LZ28W3500LDMV35K | Indoor Luminaires | Troffer | 2x2 Luminaires for Ambient Lighting of Interior Commercial Spaces |  |  |  | Standard | [16 empty] | 2018-06-22 | Not Yet Verified | Continuous Dimming to 10% or below | [23 empty] | IIIMDR | [10 empty] | 3450 | 123.17 | 28 | 7.2 | 0.993 | 3500 | 83 | [13 empty] | No | [9 empty] | AC | Updated on 10/31/2019
Solid State Lighting | 5 | PLLNJL40HO3D | Saylite/Texas Fluorescents Reinvented | Saylite | HBG24LD175W23500LDHV50K | Indoor Luminaires | High-Bay | High-Bay Luminaires for Commercial and Industrial Buildings |  |  |  | Premium | [16 empty] | 2018-12-19 | Yes | Continuous Dimming to 10% or below | [23 empty] | ZZZCIO | [10 empty] | 24420 | 139.543 | 175 | 14.9 | 0.949 | 5000 | 84 | [13 empty] | No | [9 empty] | AC | Updated on 10/31/2019
Solid State Lighting | 5 | PLLPBWTO2J3X | Saylite/Texas Fluorescents Reinvented | Saylite | C96LFRV74W10050LDMV30K | Indoor Luminaires | Low-Bay | Low-Bay Luminaires for Commercial and Industrial Buildings |  |  |  | Standard | [16 empty] | 2018-06-22 | Yes | Continuous Dimming to 10% or below | [23 empty] | IIIMDO | [10 empty] | 8759.4 | 118 | 74 | 8.7 | 0.99 | 3000 | 83 | [6 empty] | TRUE | [6 empty] | No | [9 empty] | AC | Updated on 10/31/2019
Solid State Lighting | 5 | PLLSCOAJ7JVO | Saylite/Texas Fluorescents Reinvented | Saylite | HBG24LD132W18800LDHV50K | Indoor Luminaires | High-Bay | High-Bay Luminaires for Commercial and Industrial Buildings |  |  |  | Premium | [16 empty] | 2018-12-19 | Yes | Continuous Dimming to 10% or below | [23 empty] | ZZZCIO | [10 empty] | 19025 | 144.129 | 132 | 12.1 | 0.971 | 5000 | 84 | [13 empty] | No | [9 empty] | AC | Updated on 10/31/2019
Solid State Lighting | 5 | PLLX5GZEOXHU | Saylite/Texas Fluorescents Reinvented | Saylite | HBG24LD132W18800LDHV35K | Indoor Luminaires | High-Bay | High-Bay Luminaires for Commercial and Industrial Buildings |  |  |  | Premium | [16 empty] | 2018-12-19 | Yes | Continuous Dimming to 10% or below | [23 empty] | ZZZCIO | [10 empty] | 18270 | 138.409 | 132 | 12.1 | 0.971 | 3500 | 84 | [13 empty] | No | [9 empty] | AC | Updated on 10/31/2019
Solid State Lighting | 5 | PLLYZ31AQNLA | Saylite/Texas Fluorescents Reinvented | Saylite | LXT22LZ24W3000LDMV50K | Indoor Luminaires | Troffer | 2x2 Luminaires for Ambient Lighting of Interior Commercial Spaces |  |  |  | Standard | [16 empty] | 2018-06-22 | Not Yet Verified | Continuous Dimming to 10% or below | [23 empty] | IIIMDR | [10 empty] | 3035 | 126.41 | 24 | 12 | 0.991 | 5000 | 83 | [13 empty] | No | [9 empty] | AC | Updated on 10/31/2019
Solid State Lighting | 5 | PLM2O3JMH9GM | Saylite/Texas Fluorescents Reinvented | Saylite | 8RB (421 or 501) F97W13100LDMV30K | Indoor Retrofit Kit | Linear Ambient | Retrofit Kits for Direct Linear Ambient Luminaires | General Purpose |  |  | Standard | [16 empty] | 2018-10-08 | Yes | Continuous Dimming to 10% or below | [23 empty] | VVVXDX | [10 empty] | 12488 | 130.08 | 96 | 8.8 | 0.939 | 3000 | 84 |  |  |  |  | 8 |  | TRUE | [6 empty] | No | [9 empty] | AC | Updated on 10/31/2019
Solid State Lighting | 5 | PLM3CH1Q8ALS | Saylite/Texas Fluorescents Reinvented | Saylite | HBG24LD89W12400LDMV35K | Indoor Luminaires | High-Bay | High-Bay Luminaires for Commercial and Industrial Buildings |  |  |  | Premium | [16 empty] | 2018-12-19 | Yes | Continuous Dimming to 10% or below | [23 empty] | ZZZCIO | [10 empty] | 12015 | 136.736 | 87.87 | 11.6 | 0.971 | 3500 | 84 | [13 empty] | No | [9 empty] | AC | Updated on 10/31/2019
Solid State Lighting | 5 | PLM4LY2Y27AQ | Saylite/Texas Fluorescents Reinvented | Saylite | LPLINFR48LF24W3000LDMV30KWH | Indoor Luminaires | Linear Ambient | Direct Linear Ambient Luminaires |  |  | TRUE | Standard |  |  | 2893 | 126.9 | 22.8 | 8.5 | 0.941 | 3102 | 84 | [5 empty] | 5 | 50000 | 2018-06-22 | Yes | Continuous Dimming to 10% or below | [23 empty] | IIIMDQ | [10 empty] | 2893 | 126.9 | 22.81 | 8.1 | 0.99 | 3000 | 84 |  |  |  |  | 4 |  | TRUE | [6 empty] | No | [9 empty] | AC | Updated on 10/31/2019
Solid State Lighting | 5 | PLM6B13RV7K6 | Saylite/Texas Fluorescents Reinvented | Saylite | 131A22LV22W2550LDMV40K | Indoor Luminaires | Troffer | 2x2 Luminaires for Ambient Lighting of Interior Commercial Spaces |  |  |  | Standard | [16 empty] | 2018-06-22 | No | Continuous Dimming to 10% or below | [23 empty] | IIIMDM | [10 empty] | 2575 | 117 | 22 | 9.4 | 0.95 | 4000 | 82 | [13 empty] | No | [9 empty] | AC | Updated on 10/31/2019
Solid State Lighting | 5 | PLM8WJJQVCSD | Saylite/Texas Fluorescents Reinvented | Saylite | LXT24LZ45W5800LDMV40K(EM) | Indoor Luminaires | Troffer | 2x4 Luminaires for Ambient Lighting of Interior Commercial Spaces |  |  |  | Standard | [16 empty] | 2018-06-22 | Yes | Continuous Dimming to 10% or below | [23 empty] | IIIMDS | [10 empty] | 5830 | 129 | 45 | 8.05 | 0.988 | 4000 | 83 | [13 empty] | No | [9 empty] | AC | Updated on 10/31/2019
Solid State Lighting | 5 | PLMAYXV9Y6IC | Saylite/Texas Fluorescents Reinvented | Saylite | 8RB (421 or 501) F48W6950LDMV30K | Indoor Retrofit Kit | Linear Ambient | Retrofit Kits for Direct Linear Ambient Luminaires | General Purpose |  |  | Standard | [16 empty] | 2018-10-08 | Yes | Continuous Dimming to 10% or below | [23 empty] | VVVXDX | [10 empty] | 6606 | 137.63 | 48 | 8.8 | 0.939 | 3000 | 84 |  |  |  |  | 8 |  | TRUE | [6 empty] | No | [9 empty] | AC | Updated on 10/31/2019
Solid State Lighting | 5 | PLMBI9DJ86AC | Saylite/Texas Fluorescents Reinvented | Saylite | LXT24LZ35W4550LDMV40K(EM) | Indoor Luminaires | Troffer | 2x4 Luminaires for Ambient Lighting of Interior Commercial Spaces |  |  |  | Standard | [16 empty] | 2018-06-22 | Yes | Continuous Dimming to 10% or below | [23 empty] | IIIMDS | [10 empty] | 4560 | 130 | 35 | 11.6 | 0.984 | 4000 | 83 | [13 empty] | No | [9 empty] | AC | Updated on 10/31/2019
Solid State Lighting | 5 | PLMFLCOS4DO3 | Saylite/Texas Fluorescents Reinvented | Saylite | CITE96LRFV74W9200LLBDMV35K(MDB3,MDT4,MDT4W) | Indoor Luminaires | Linear Ambient | Direct Linear Ambient Luminaires |  |  |  | Standard | [16 empty] | 2018-06-22 | Yes | Continuous Dimming to 10% or below | [23 empty] | IIIMDP | [10 empty] | 8987 | 121 | 74 | 8.4 | 1 | 3000 | 83 |  |  |  |  | 8 |  | TRUE | [6 empty] | No | [9 empty] | AC | Updated on 03/29/2019, Updated on 10/31/2019
Solid State Lighting | 5 | PLMKL1OP | Saylite/Texas Fluorescents Reinvented | Fleco Industries | HILFR24LX135W20000LDMV40Koooo (except WG) | Indoor Luminaires | High-Bay | High-Bay Luminaires for Commercial and Industrial Buildings |  |  |  | Premium | [16 empty] | 2020-06-23 | Yes | Continuous Dimming to 10% or below | [23 empty] | TTTVRK | [10 empty] | 19415 | 143.815 | 135 | 9.3 | 0.97 | 4000 | 83 | [13 empty] | No | [9 empty] | AC |  | 120 | 277 |  |  | 19415 | 135
Solid State Lighting | 5 | PLMM9GPYGWKU | Saylite/Texas Fluorescents Reinvented | Saylite | (SS)HBG48LFRD104W13000LDHV35K(all options except WG) | Indoor Luminaires | High-Bay | High-Bay Luminaires for Commercial and Industrial Buildings |  |  |  | Standard | [16 empty] | 2018-10-24 | Yes | Continuous Dimming to 10% or below | [23 empty] | VVVXGA | [10 empty] | 12740 | 119.756 | 106.4 | 15.9 | 0.899 | 3500 | 84 | [13 empty] | No | [9 empty] | AC | Updated on 10/31/2019
Solid State Lighting | 5 | PLMNL11R29J6 | Saylite/Texas Fluorescents Reinvented | Fleco | PPF23L300W39000LD48040K[BLANK,BK,GY,WH][Blank,PC][Blank,FSP211L2,FSP211L3,FSP211L7,FSP212DL2,FSP212DL3,FSP212DL7][BLANK,SW,WM] | Outdoor Luminaires | Very High Output | Outdoor Pole/Arm-Mounted Area and Roadway Luminaires |  |  | TRUE | Premium |  |  | 39449 | 130.38 | 302.6 | 10.64 | 0.96 | 4080 | 73.6 | [5 empty] | 5 | 50000 | 2018-09-19 | Yes | Continuous Dimming to 10% or below | [23 empty] | VVVXAS | [10 empty] | 39000 | 130 | 300 | 15 | 0.9 | 4000 | 70 | [13 empty] | No | [9 empty] | AC
Solid State Lighting | 5 | PLMPV1UX5QZK | Saylite/Texas Fluorescents Reinvented | Saylite | (SS)HBG48LD355W50000LDMV35K(all options except WG) | Indoor Luminaires | High-Bay | High-Bay Luminaires for Commercial and Industrial Buildings |  |  |  | Premium | [16 empty] | 2018-10-24 | Yes | Continuous Dimming to 10% or below | [23 empty] | VVVXGA | [10 empty] | 46970 | 132.915 | 353.4 | 15 | 0.945 | 3500 | 84 | [13 empty] | No | [9 empty] | AC | Updated on 10/31/2019
Solid State Lighting | 5 | PLMPXCOLWUH0 | Saylite/Texas Fluorescents Reinvented | Saylite | LXT24LZ35W4550LDMV30K(EM) | Indoor Luminaires | Troffer | 2x4 Luminaires for Ambient Lighting of Interior Commercial Spaces |  |  |  | Standard | [16 empty] | 2018-06-22 | Yes | Continuous Dimming to 10% or below | [23 empty] | IIIMDS | [10 empty] | 4240 | 121 | 35 | 11.6 | 0.984 | 3000 | 83 | [6 empty] | TRUE | [6 empty] | No | [9 empty] | AC | Updated on 10/31/2019
Solid State Lighting | 5 | PLMRPFT24FXB | Saylite/Texas Fluorescents Reinvented | Saylite | BOLPR18W2000LMV40KBZ | Outdoor Luminaires | Low Output | Bollards |  |  |  | Standard | [16 empty] | 2019-02-12 | No | Not Dimmable | [23 empty] | XXXCYC | [10 empty] | 2094.25 | 113.63 | 18.43 | 8.71 | 0.993 | 4000 | 80 | [13 empty] | No | [9 empty] | AC | Updated on 10/31/2019
Solid State Lighting | 5 | PLMRTNWB2SHP | Saylite/Texas Fluorescents Reinvented | Saylite | PLF12L105W13400LDMV30K | Outdoor Luminaires | High Output | Outdoor Pole/Arm-Mounted Area and Roadway Luminaires |  |  | TRUE | Standard |  |  | 12630 | 120.06 | 105.2 | 11.12 | 0.9471 | 3039 | 74.2 | [5 empty] | 5 | 50000 | 2017-11-02 | Yes | Continuous Dimming to 10% or below | [23 empty] | IIILHB | [10 empty] | 12500 | 119 | 105 | 11 | 0.9 | 3000 | 70 | [6 empty] | TRUE | [6 empty] | No | [9 empty] | AC | qualified only dark bronze without motion sensor, photocell, and mounting options, Updated on 11/29/2018, Updated on 10/31/2019
Solid State Lighting | 5 | PLMU12IT | Saylite/Texas Fluorescents Reinvented | Fleco Industries | HIL24LX170W25000LDMV35Koooo (except WG) | Indoor Luminaires | High-Bay | High-Bay Luminaires for Commercial and Industrial Buildings |  |  |  | Premium | [16 empty] | 2020-06-23 | Yes | Continuous Dimming to 10% or below | [23 empty] | TTTVRK | [10 empty] | 25840.2 | 152.001 | 170 | 9.17 | 0.976 | 3500 | 83 | [13 empty] | No | [9 empty] | AC |  | 120 | 277 |  |  | 25840.2 | 170
Solid State Lighting | 5 | PLN0AKEEPPCN | Saylite/Texas Fluorescents Reinvented | Saylite | LPLINFR48LUF16WD32WDMV50KWH | Indoor Luminaires | Linear Ambient | Direct Linear Ambient Luminaires |  |  |  | Standard | [16 empty] | 2018-06-22 | Yes | Continuous Dimming to 10% or below | [23 empty] | IIIMDQ | [10 empty] | 6660 | 138.75 | 48 | 9.9 | 0.97 | 5000 | 83 |  |  |  |  | 4 | 4.0 ft | [7 empty] | No | [9 empty] | AC | Updated on 10/31/2019
Solid State Lighting | 5 | PLN0LJSL6O97 | Saylite/Texas Fluorescents Reinvented | Saylite | (SS)HBG48LFRD280W35000LDMV40K(all options except WG) | Indoor Luminaires | High-Bay | High-Bay Luminaires for Commercial and Industrial Buildings |  |  |  | Standard | [16 empty] | 2018-10-24 | Yes | Continuous Dimming to 10% or below | [23 empty] | VVVXGA | [10 empty] | 33650 | 120.186 | 280 | 15 | 0.945 | 4000 | 84 | [13 empty] | No | [9 empty] | AC | Updated on 10/31/2019
Solid State Lighting | 5 | PLN0LK3JFMTA | Saylite/Texas Fluorescents Reinvented | Saylite | (SS)HBG48LFRD104W13000LDHV50K(all options except WG) | Indoor Luminaires | High-Bay | High-Bay Luminaires for Commercial and Industrial Buildings |  |  |  | Standard | [16 empty] | 2018-10-24 | Yes | Continuous Dimming to 10% or below | [23 empty] | VVVXGA | [10 empty] | 13270 | 124.699 | 106.4 | 15.9 | 0.899 | 5000 | 84 | [13 empty] | No | [9 empty] | AC | Updated on 10/31/2019
Solid State Lighting | 5 | PLN0TEDLGTW8 | Saylite/Texas Fluorescents Reinvented | Saylite | S24LV22W2800LDMV50K | Indoor Luminaires | Linear Ambient | Direct Linear Ambient Luminaires |  |  | TRUE | Standard |  |  | 2848.3 | 130.5 | 21.83 | 9.8 | 0.995 | 5052 | 82 | [5 empty] | 5 | 50000 | 2018-06-22 | Yes | Continuous Dimming to 10% or below | [23 empty] | IIIMDO | [10 empty] | 2848.3 | 129.47 | 22 | 9.9 | 1 | 5000 | 82 |  |  |  |  | 2 | 2.0 ft | [7 empty] | No | [9 empty] | AC | Updated on 10/31/2019
Solid State Lighting | 5 | PLN1HB46CPVO | Saylite/Texas Fluorescents Reinvented | Saylite | PLF23L300W38000LD[MV,480]50K | Outdoor Luminaires | Very High Output | Outdoor Pole/Arm-Mounted Area and Roadway Luminaires |  |  |  | Standard | [16 empty] | 2017-11-02 | Yes | Continuous Dimming to 10% or below | [23 empty] | IIILHD | [10 empty] | 38000 | 127 | 300 | 6 | 0.9 | 5000 | 70 | [13 empty] | No | [9 empty] | AC | qualified only dark bronze without motion sensor, photocell, and mounting options, Updated on 11/29/2018, Updated on 10/31/2019
Solid State Lighting | 5 | PLN3NB5MLEHZ | Saylite/Texas Fluorescents Reinvented | Saylite | PLF12L70W9000LDMV30K | Outdoor Luminaires | Mid Output | Outdoor Pole/Arm-Mounted Area and Roadway Luminaires |  |  | TRUE | Standard |  |  | 8706.4 | 120.33 | 72.35 | 12.84 | 0.9284 | 3013 | 74.2 | [5 empty] | 5 | 50000 | 2017-11-02 | Yes | Continuous Dimming to 10% or below | [23 empty] | IIILHC | [10 empty] | 8600 | 123 | 70 | 13 | 0.9 | 3000 | 70 | [6 empty] | TRUE | [6 empty] | No | [9 empty] | AC | qualified only dark bronze without motion sensor, photocell, and mounting options, Updated on 11/29/2018, Updated on 10/31/2019
Solid State Lighting | 5 | PLN6V5H02MWN | Saylite/Texas Fluorescents Reinvented | Saylite | 4RB (421 or 501) F24W3500LDMV35K | Indoor Retrofit Kit | Linear Ambient | Retrofit Kits for Direct Linear Ambient Luminaires | General Purpose |  |  | Standard | [16 empty] | 2018-10-08 | Yes | Continuous Dimming to 10% or below | [23 empty] | VVVXDX | [10 empty] | 3359 | 148.43 | 22.63 | 8.8 | 0.939 | 3500 | 84 |  |  |  |  | 4 | 4.0 ft | [7 empty] | No | [9 empty] | AC | Updated on 10/31/2019
Solid State Lighting | 5 | PLN94ND3PLJS | Saylite/Texas Fluorescents Reinvented | Saylite | PLF23L300W38000LD[MV,480]35K | Outdoor Luminaires | Very High Output | Outdoor Pole/Arm-Mounted Area and Roadway Luminaires |  |  |  | Standard | [16 empty] | 2017-11-02 | Yes | Continuous Dimming to 10% or below | [23 empty] | IIILHD | [10 empty] | 34500 | 115 | 300 | 6 | 0.9 | 3500 | 70 | [13 empty] | No | [9 empty] | AC | qualified only dark bronze without motion sensor, photocell, and mounting options, Updated on 11/29/2018, Updated on 10/31/2019
Solid State Lighting | 5 | PLNI00RI3FJ8 | Saylite/Texas Fluorescents Reinvented | Saylite | LXT22LZ28W3500LDMV30K | Indoor Luminaires | Troffer | 2x2 Luminaires for Ambient Lighting of Interior Commercial Spaces |  |  |  | Standard | [16 empty] | 2018-06-22 | Not Yet Verified | Continuous Dimming to 10% or below | [23 empty] | IIIMDR | [10 empty] | 3265 | 116.6 | 28 | 7.2 | 0.993 | 3000 | 83 | [6 empty] | TRUE | [6 empty] | No | [9 empty] | AC | Updated on 10/31/2019
Solid State Lighting | 5 | PLNMZH6S | Saylite/Texas Fluorescents Reinvented | Saylite | 131A14LJ35W4300LDMV50K | Indoor Luminaires | Troffer | 1x4 Luminaires for Ambient Lighting of Interior Commercial Spaces |  |  |  | Standard | [16 empty] | 2018-05-25 | Yes | Continuous Dimming to 10% or below | [23 empty] | LLLBNI | [10 empty] | 4375 | 125 | 35 | 4.9 | 0.97 | 5000 | 83 | [13 empty] | No | [9 empty] | AC | Updated on 10/31/2019
Solid State Lighting | 5 | PLNOBBZZ2XPZ | Saylite/Texas Fluorescents Reinvented | Saylite | LPLINFR96LUF40WD80WDMV40KWH | Indoor Luminaires | Linear Ambient | Direct Linear Ambient Luminaires |  |  |  | Standard | [16 empty] | 2018-06-22 | Yes | Continuous Dimming to 10% or below | [23 empty] | IIIMDQ | [10 empty] | 15790 | 131.58 | 120 | 9.9 | 0.97 | 4000 | 84 |  |  |  |  | 8 | 8.0 ft | [7 empty] | No | [9 empty] | AC | Updated on 10/31/2019
Solid State Lighting | 5 | PLNR6QUIU4IV | Saylite/Texas Fluorescents Reinvented | Saylite | (SS)HBG48LFRD132W16500LDHV50K(all options except WG) | Indoor Luminaires | High-Bay | High-Bay Luminaires for Commercial and Industrial Buildings |  |  |  | Standard | [16 empty] | 2018-10-24 | Yes | Continuous Dimming to 10% or below | [23 empty] | VVVXGA | [10 empty] | 16795 | 126.271 | 133 | 13.9 | 0.926 | 5000 | 84 | [13 empty] | No | [9 empty] | AC | Updated on 10/31/2019
Solid State Lighting | 5.1 | PLO15B7U | Saylite/Texas Fluorescents Reinvented | Saylite | C48LFRY20WD(D,G,DALI,DEXAL,SR)MV30Koooo | Indoor Luminaires | Linear Ambient | Direct Linear Ambient Luminaires |  |  |  | Standard | [16 empty] | 2021-09-30 | Yes | Continuous Dimming to 10% or below | LLLC,Energy Monitoring,High End Trim | Multifunction Sensor, Sensor Receptacle, Daylight Sensing, Occupancy Sensing | 0-10V Analog, DALI, DMX, Phase Cut | Zigbee,Bluetooth,WiFi | No | No | Yes | Yes | Yes | Yes | Autani Energy Center, Avi-on, Douglas Dialog, Enlighted IOT System, Lutron- Vive, McWoing TruBlu, Nedap Luxon, Signify Easysense | Yes | Yes | No | Yes | Yes | Yes | Yes | No | Yes | Yes | Yes | No | RRRWGM | [10 empty] | 2949 | 147.44 | 20 | 13.2 | 0.898 | 3000 | 84 | 9 | 83 | 98 | -11 | 4 |  |  |  |  | No | No | No | No | No | [9 empty] | AC |  | 120 | 277 |  |  | 2949 | 20
Solid State Lighting | 5 | PLO3T97EL9OQ | Saylite/Texas Fluorescents Reinvented | Saylite | S96LV74W10050LDMV50K | Indoor Luminaires | Linear Ambient | Direct Linear Ambient Luminaires |  |  |  | Standard | [16 empty] | 2018-06-22 | Yes | Continuous Dimming to 10% or below | [23 empty] | IIIMDO | [10 empty] | 10248.8 | 138.5 | 74 | 8.4 | 1 | 5000 | 82 |  |  |  |  | 8 | 8.0 ft | [7 empty] | No | [9 empty] | AC | Updated on 10/31/2019
Solid State Lighting | 5 | PLO5J17XY1D7 | Saylite/Texas Fluorescents Reinvented | Saylite | (SS)HBG48LFRD104W13000LDMV40K(all options except WG) | Indoor Luminaires | High-Bay | High-Bay Luminaires for Commercial and Industrial Buildings |  |  |  | Standard | [16 empty] | 2018-10-24 | Yes | Continuous Dimming to 10% or below | [23 empty] | VVVXGA | [10 empty] | 12570 | 124.313 | 101.1 | 15.1 | 0.945 | 4000 | 84 | [13 empty] | No | [9 empty] | AC | Updated on 10/31/2019
Solid State Lighting | 5 | PLO8LRH5334M | Saylite/Texas Fluorescents Reinvented | Saylite | LPLINFR48LUF20WD40WDMV40KWH | Indoor Luminaires | Linear Ambient | Direct Linear Ambient Luminaires |  |  |  | Standard | [16 empty] | 2018-06-22 | Yes | Continuous Dimming to 10% or below | [23 empty] | IIIMDQ | [10 empty] | 7895 | 131.58 | 60 | 6.1 | 1 | 4000 | 84 |  |  |  |  | 4 | [8 empty] | No | [9 empty] | AC | Updated on 10/31/2019
Solid State Lighting | 5 | PLOA3EHWS65P | Saylite/Texas Fluorescents Reinvented | Saylite | (SS)HBG48LD280W40000LDMV50K(all options except WG) | Indoor Luminaires | High-Bay | High-Bay Luminaires for Commercial and Industrial Buildings |  |  |  | Premium | [16 empty] | 2018-10-24 | Yes | Continuous Dimming to 10% or below | [23 empty] | VVVXGA | [10 empty] | 40475 | 144.561 | 280 | 15 | 0.945 | 5000 | 84 | [13 empty] | No | [9 empty] | AC | Updated on 10/31/2019
Solid State Lighting | 5 | PLOAW735OSK6 | Saylite/Texas Fluorescents Reinvented | Saylite | LPLINFR96LUF24WD48WDMV40KWH | Indoor Luminaires | Linear Ambient | Direct Linear Ambient Luminaires |  |  |  | Standard | [16 empty] | 2018-06-22 | Yes | Continuous Dimming to 10% or below | [23 empty] | IIIMDQ | [10 empty] | 9580 | 136.08 | 70.4 | 9.9 | 0.97 | 4000 | 84 |  |  |  |  | 8 | [8 empty] | No | [9 empty] | AC | Updated on 10/31/2019
Solid State Lighting | 5.1 | PLOCP77T | Saylite/Texas Fluorescents Reinvented | Saylite | 200A296LY60WDMV50Koooo | Indoor Luminaires | Linear Ambient | Direct Linear Ambient Luminaires |  |  |  | Standard | [16 empty] | 2021-11-02 | No | Continuous Dimming to 10% or below | No Control Capability | No Sensor | 0-10V Analog | No Wireless Protocol | No | No | No | No | No | No |  | No | No | No | Yes | No | No | No | No | No | No | No | No | VVVZVR | [10 empty] | 9994 | 163.73 | 61 | 9.2 | 0.916 | 5000 | 84 | 13 | 82 | 96 | -12 | 8 | 8.0 ft |  |  |  | No | No | No | No | No | [9 empty] | AC |  | 120 | 277 |  |  | 9994 | 61
Solid State Lighting | 5 | PLOEW366INCG | Saylite/Texas Fluorescents Reinvented | Saylite | PLF23L300W38000LD[MV,480]40K | Outdoor Luminaires | Very High Output | Outdoor Pole/Arm-Mounted Area and Roadway Luminaires |  |  |  | Standard | [16 empty] | 2017-11-02 | Yes | Continuous Dimming to 10% or below | [23 empty] | IIILHD | [10 empty] | 38000 | 127 | 300 | 6 | 0.9 | 4000 | 70 | [13 empty] | No | [9 empty] | AC | qualified only dark bronze without motion sensor, photocell, and mounting options, Updated on 11/29/2018, Updated on 10/31/2019
Solid State Lighting | 5 | PLOF6S4UB3WF | Saylite/Texas Fluorescents Reinvented | Saylite | C96LFRV74W10050LDMV30K | Indoor Luminaires | Linear Ambient | Direct Linear Ambient Luminaires |  |  |  | Standard | [16 empty] | 2018-06-22 | Yes | Continuous Dimming to 10% or below | [23 empty] | IIIMDO | [10 empty] | 8759.4 | 118 | 74 | 8.7 | 0.99 | 3000 | 83 |  |  |  |  | 8 | 8.0 ft | TRUE | [6 empty] | No | [9 empty] | AC | Updated on 10/31/2019
Solid State Lighting | 5 | PLOJWXEW0BSS | Saylite/Texas Fluorescents Reinvented | Saylite | LXT24LZ55W6950LDMV30K(EM) | Indoor Luminaires | Troffer | 2x4 Luminaires for Ambient Lighting of Interior Commercial Spaces |  |  |  | Standard | [16 empty] | 2018-06-22 | Yes | Continuous Dimming to 10% or below | [23 empty] | IIIMDS | [10 empty] | 6485 | 118 | 55 | 5 | 0.991 | 3000 | 83 | [6 empty] | TRUE | [6 empty] | No | [9 empty] | AC | Updated on 10/31/2019
Solid State Lighting | 5 | PLONEI4RP3YA | Saylite/Texas Fluorescents Reinvented | Saylite | HBG24LD89W12400LDMV40K | Indoor Luminaires | High-Bay | High-Bay Luminaires for Commercial and Industrial Buildings |  |  |  | Premium | [16 empty] | 2018-12-19 | Yes | Continuous Dimming to 10% or below | [23 empty] | ZZZCIO | [10 empty] | 12385 | 140.947 | 87.87 | 11.6 | 0.971 | 4000 | 84 | [13 empty] | No | [9 empty] | AC | Updated on 10/31/2019
Solid State Lighting | 5 | PLOQV9QMU9M8 | Saylite/Texas Fluorescents Reinvented | Saylite | HBG24LD175W23500LDMV35K | Indoor Luminaires | High-Bay | High-Bay Luminaires for Commercial and Industrial Buildings |  |  | TRUE | Premium |  |  | 23457 | 134.2 | 174.8 | 5.8 | 0.997 | 3518 | 84 | [5 empty] | 5 | 50000 | 2018-12-19 | Yes | Continuous Dimming to 10% or below | [23 empty] | ZZZCIO | [10 empty] | 23457 | 134.04 | 175 | 11.6 | 0.97 | 3500 | 84 | [13 empty] | No | [9 empty] | AC | Updated on 10/31/2019
Solid State Lighting | 5 | PLORCVAK4IXK | Saylite/Texas Fluorescents Reinvented | Saylite | 209A24LV22W2650LDMV30K | Indoor Luminaires | Linear Ambient | Direct Linear Ambient Luminaires |  |  |  | Standard | [16 empty] | 2018-06-22 | Yes | Continuous Dimming to 10% or below | [23 empty] | IIIMDN | [10 empty] | 2462 | 113.8 | 21.63 | 10 | 0.99 | 3000 | 82 |  |  |  |  | 2 | 2.0 ft | TRUE | [6 empty] | No | [9 empty] | AC | Updated on 10/31/2019
Solid State Lighting | 5 | PLOU18SU1USW | Saylite/Texas Fluorescents Reinvented | Saylite | LPLINFR96LF48W5900LDMV35KWH | Indoor Luminaires | Linear Ambient | Direct Linear Ambient Luminaires |  |  |  | Standard | [16 empty] | 2018-06-22 | Yes | Continuous Dimming to 10% or below | [23 empty] | IIIMDQ | [10 empty] | 5750 | 119.8 | 48 | 8.1 | 0.99 | 3500 | 84 |  |  |  |  | 8 | [8 empty] | No | [9 empty] | AC | Updated on 10/31/2019
Solid State Lighting | 5 | PLP3V92RC6H2 | Saylite/Texas Fluorescents Reinvented | Fleco | DCC200SR90W9700LMV50K | Outdoor Luminaires | Mid Output | Outdoor Full-Cutoff Wall-Mounted Area Luminaires |  |  |  | Standard | [16 empty] | 2018-09-19 | Yes | Continuous Dimming to 10% or below | [23 empty] | VVVXAL | [10 empty] | 9800 | 109 | 90 | 15 | 0.9 | 5000 | 80 | [13 empty] | No | [9 empty] | AC
Solid State Lighting | 5 | PLP5LO065PGJ | Saylite/Texas Fluorescents Reinvented | Saylite | (SS)HBG48LD280W40000LDMV35K(all options except WG) | Indoor Luminaires | High-Bay | High-Bay Luminaires for Commercial and Industrial Buildings |  |  |  | Premium | [16 empty] | 2018-10-24 | Yes | Continuous Dimming to 10% or below | [23 empty] | VVVXGA | [10 empty] | 38875 | 138.836 | 280 | 15 | 0.945 | 3500 | 84 | [13 empty] | No | [9 empty] | AC | Updated on 10/31/2019
Solid State Lighting | 5 | PLPFOVPIS4YU | Saylite/Texas Fluorescents Reinvented | Saylite | C48LV37W5000LDMV40K | Indoor Luminaires | Linear Ambient | Direct Linear Ambient Luminaires |  |  |  | Standard | [16 empty] | 2018-06-22 | Yes | Continuous Dimming to 10% or below | [23 empty] | IIIMDO | [10 empty] | 5036.79 | 136.13 | 37 | 8.4 | 1 | 4000 | 82 |  |  |  |  | 4 | [8 empty] | No | [9 empty] | AC | Updated on 10/31/2019
Solid State Lighting | 5 | PLPK5ZWOHQON | Saylite/Texas Fluorescents Reinvented | Saylite | S48LV37W5000LDMV35K | Indoor Luminaires | Linear Ambient | Direct Linear Ambient Luminaires |  |  |  | Standard | [16 empty] | 2018-06-22 | Yes | Continuous Dimming to 10% or below | [23 empty] | IIIMDO | [10 empty] | 4870.01 | 131.62 | 37 | 8.4 | 1 | 3500 | 82 |  |  |  |  | 4 | 4.0 ft | [7 empty] | No | [9 empty] | AC | Updated on 10/31/2019
Solid State Lighting | 5 | PLPLAECRILN7 | Saylite/Texas Fluorescents Reinvented | Saylite | LPLINFR96LF96W11850LDMV30KWH | Indoor Luminaires | Linear Ambient | Direct Linear Ambient Luminaires |  |  |  | Standard | [16 empty] | 2018-06-22 | Yes | Continuous Dimming to 10% or below | [23 empty] | IIIMDQ | [10 empty] | 11320 | 117.9 | 96 | 4.6 | 1 | 3000 | 84 |  |  |  |  | 8 | 8.0 ft | TRUE | [6 empty] | No | [9 empty] | AC | Updated on 10/31/2019
Solid State Lighting | 5 | PLPMUYJ6A5GV | Saylite/Texas Fluorescents Reinvented | Saylite | LXT22LZ20W2450LDMV30K | Indoor Luminaires | Troffer | 2x2 Luminaires for Ambient Lighting of Interior Commercial Spaces |  |  | TRUE | Standard |  |  | 2260 | 112.4 | 20.1 | 17.5 | 0.898 | 3082 | 83 | [5 empty] | 5 | 50000 | 2018-06-22 | Not Yet Verified | Continuous Dimming to 10% or below | [23 empty] | IIIMDR | [10 empty] | 2281.3 | 113.16 | 20.16 | 13.4 | 0.984 | 3000 | 83 | [6 empty] | TRUE | [6 empty] | No | [9 empty] | AC | Updated on 10/31/2019
Solid State Lighting | 5 | PLPQGWLKDP27 | Saylite/Texas Fluorescents Reinvented | Saylite | PLFT415L150W20000LDMV50K | Outdoor Luminaires | High Output | Outdoor Pole/Arm-Mounted Area and Roadway Luminaires |  |  |  | Standard | [16 empty] | 2017-11-02 | Yes | Continuous Dimming to 10% or below | [23 empty] | IIILHE | [10 empty] | 19000 | 127 | 150 | 5 | 0.9 | 5000 | 70 | [13 empty] | No | [9 empty] | AC | qualified only dark bronze without motion sensor, photocell, and mounting options, Updated on 11/29/2018, Updated on 10/31/2019
Solid State Lighting | 5 | PLPTSU2BREV4 | Saylite/Texas Fluorescents Reinvented | Saylite | S96LV74W10050LDMV30K | Indoor Luminaires | Linear Ambient | Direct Linear Ambient Luminaires |  |  |  | Standard | [16 empty] | 2018-06-22 | Yes | Continuous Dimming to 10% or below | [23 empty] | IIIMDO | [10 empty] | 9418 | 127 | 74 | 8.7 | 1 | 3000 | 82 |  |  |  |  | 8 | 8.0 ft | TRUE | [6 empty] | No | [9 empty] | AC | Updated on 10/31/2019
Solid State Lighting | 5 | PLQ0L11XD3US | Saylite/Texas Fluorescents Reinvented | Saylite | LPLINFR48LF60W6900LDMV30KWH | Indoor Luminaires | Linear Ambient | Direct Linear Ambient Luminaires |  |  | TRUE | Standard |  |  | 6592 | 111.4 | 59.2 | 6.2 | 0.985 | 3102 | 84 | [5 empty] | 5 | 50000 | 2018-06-22 | Yes | Continuous Dimming to 10% or below | [23 empty] | IIIMDQ | [10 empty] | 6592 | 111.35 | 59.2 | 4.6 | 1 | 3000 | 84 |  |  |  |  | 4 |  | TRUE | [6 empty] | No | [9 empty] | AC | Updated on 10/31/2019
Solid State Lighting | 5 | PLQ38CJITNFK | Saylite/Texas Fluorescents Reinvented | Saylite | (SS)HBG48LD104W15000LDMV50K(all options except WG) | Indoor Luminaires | High-Bay | High-Bay Luminaires for Commercial and Industrial Buildings |  |  |  | Premium | [16 empty] | 2018-10-24 | Yes | Continuous Dimming to 10% or below | [23 empty] | VVVXGA | [10 empty] | 15120 | 149.26 | 101.3 | 15 | 0.945 | 5000 | 84 | [13 empty] | No | [9 empty] | AC | Updated on 10/31/2019
Solid State Lighting | 5 | PLQ4RWDUFOWL | Saylite/Texas Fluorescents Reinvented | Saylite | 207A248LV37W4500LDMV40K | Indoor Luminaires | Linear Ambient | Direct Linear Ambient Luminaires |  |  |  | Standard | [16 empty] | 2018-06-22 | Yes | Continuous Dimming to 10% or below | [23 empty] | IIIMDN | [10 empty] | 4521.24 | 122.2 | 37 | 8.4 | 1 | 4000 | 83 |  |  |  |  | 4 | 4.0 ft | [7 empty] | No | [9 empty] | AC | Updated on 10/31/2019
Solid State Lighting | 5 | PLQ845VAKYUP | Saylite/Texas Fluorescents Reinvented | Saylite | C96LFRV74W10050LDMV50K | Indoor Luminaires | Low-Bay | Low-Bay Luminaires for Commercial and Industrial Buildings |  |  |  | Standard | [16 empty] | 2018-06-22 | Yes | Continuous Dimming to 10% or below | [23 empty] | IIIMDO | [10 empty] | 9532.07 | 128.81 | 74 | 8.7 | 0.99 | 5000 | 83 | [13 empty] | No | [9 empty] | AC | Updated on 10/31/2019
Solid State Lighting | 5 | PLQB10F0XEIM | Saylite/Texas Fluorescents Reinvented | Saylite | C24LV22W2800LDMV40K | Indoor Luminaires | Linear Ambient | Direct Linear Ambient Luminaires |  |  |  | Standard | [16 empty] | 2018-06-22 | Yes | Continuous Dimming to 10% or below | [23 empty] | IIIMDO | [10 empty] | 2800.45 | 127.29 | 22 | 9.9 | 1 | 4000 | 82 |  |  |  |  | 2 | 2.0 ft | [7 empty] | No | [9 empty] | AC | Updated on 10/31/2019
Solid State Lighting | 5 | PLQCLG60DR1X | Saylite/Texas Fluorescents Reinvented | Saylite | LPLINFR48LUF20WD40WDMV50KWH | Indoor Luminaires | Linear Ambient | Direct Linear Ambient Luminaires |  |  |  | Standard | [16 empty] | 2018-06-22 | Yes | Continuous Dimming to 10% or below | [23 empty] | IIIMDQ | [10 empty] | 8130 | 135.5 | 60 | 6.1 | 1 | 5000 | 83 |  |  |  |  | 4 | [8 empty] | No | [9 empty] | AC | Updated on 10/31/2019
Solid State Lighting | 5 | PLQFG355GEFK | Saylite/Texas Fluorescents Reinvented | Saylite | C96LV74W10050LDMV50K | Indoor Luminaires | Linear Ambient | Direct Linear Ambient Luminaires |  |  |  | Standard | [16 empty] | 2018-06-22 | Yes | Continuous Dimming to 10% or below | [23 empty] | IIIMDO | [10 empty] | 10248.8 | 138.5 | 74 | 8.4 | 1 | 5000 | 82 |  |  |  |  | 8 | 8.0 ft | [7 empty] | No | [9 empty] | AC | Updated on 10/31/2019
Solid State Lighting | 5 | PLQJGNT4B5RG | Saylite/Texas Fluorescents Reinvented | Saylite | 8RB (421 or 501) F48W6950LDMV40K | Indoor Retrofit Kit | Linear Ambient | Retrofit Kits for Direct Linear Ambient Luminaires | General Purpose |  |  | Standard | [16 empty] | 2018-10-08 | Yes | Continuous Dimming to 10% or below | [23 empty] | VVVXDX | [10 empty] | 6940 | 144.58 | 48 | 8.8 | 0.939 | 4000 | 84 |  |  |  |  | 8 | 8.0 ft | [7 empty] | No | [9 empty] | AC | Updated on 10/31/2019
Solid State Lighting | 5 | PLQQEZH9QPK9 | Saylite/Texas Fluorescents Reinvented | Saylite | (SS)HBG48LD132W20000LDHV40K(all options except WG) | Indoor Luminaires | High-Bay | High-Bay Luminaires for Commercial and Industrial Buildings |  |  |  | Premium | [16 empty] | 2018-10-24 | Yes | Continuous Dimming to 10% or below | [23 empty] | VVVXGA | [10 empty] | 19990 | 150.301 | 133 | 13.9 | 0.926 | 4000 | 84 | [13 empty] | No | [9 empty] | AC | Updated on 10/31/2019
Solid State Lighting | 5 | PLQTAGDXPJAU | Saylite/Texas Fluorescents Reinvented | Saylite | BOLPR18W2000LMV30KBZ | Outdoor Luminaires | Low Output | Bollards |  |  | TRUE | Standard |  |  | 2094.25 | 113.63 | 18.43 | 13.37 | 0.898 | 3013 | 82.6 | [5 empty] | 5 | 50000 | 2019-02-12 | No | Not Dimmable | [23 empty] | XXXCYC | [10 empty] | 2094.25 | 113.63 | 18.43 | 8.71 | 0.993 | 3031 | 82.6 | [6 empty] | TRUE | [6 empty] | No | [9 empty] | AC | Updated on 10/31/2019
Solid State Lighting | 5 | PLQVG3JPJTH9 | Saylite/Texas Fluorescents Reinvented | Saylite | (SS)HBG48LD104W15000LDHV50K(all options except WG) | Indoor Luminaires | High-Bay | High-Bay Luminaires for Commercial and Industrial Buildings |  |  |  | Premium | [16 empty] | 2018-10-24 | Yes | Continuous Dimming to 10% or below | [23 empty] | VVVXGA | [10 empty] | 15945 | 149.718 | 106.5 | 16.1 | 0.898 | 5000 | 84 | [13 empty] | No | [9 empty] | AC | Updated on 10/31/2019
Solid State Lighting | 5.1 | PLQZVSP7 | Saylite/Texas Fluorescents Reinvented | Saylite | (SS,SV,SD,SM)UCLL24LY50W(D,G,DALI,DEXAL,SR)(MV or 120)50Koooo | Indoor Luminaires | Troffer | 2x4 Luminaires for Ambient Lighting of Interior Commercial Spaces |  |  |  | Premium | [16 empty] | 2021-07-29 | Yes | Continuous Dimming to 10% or below | Autani Energy Center, Avi-on, Douglas Dialog, Enlighted IOT System, Lutron- Vive, McWoing TruBlu, Nedap Luxon, Signify Easysense | Multifunction Sensor,Sensor Receptacle,Daylight Sensor,Occupancy Sensing | 0-10V Analog,DALI,DMX | Zigbee,Bluetooth,WiFi | No | No | Yes | Yes | Yes | Yes | Autani Energy Center, Avi-on, Douglas Dialog, Enlighted IOT System, Lutron- Vive, McWoing TruBlu, Nedap Luxon, Signify Easysense | No | No | No | Yes | Yes | Yes | No |  | Yes | Yes | Yes | No | JJJOWA | [10 empty] | 7253.67 | 145.073 | 50 | 11.2 | 0.949 | 5000 | 82 | 10 | 81 | 96 | -12 | [5 empty] | No | No | No | No | No | [9 empty] | AC |  | 120 | 277 |  |  | 7253.67 | 50
Solid State Lighting | 5 | PLR1HMYP2MKW | Saylite/Texas Fluorescents Reinvented | Saylite | LPLINFR48LF24W3000LDMV40KWH | Indoor Luminaires | Linear Ambient | Direct Linear Ambient Luminaires |  |  |  | Standard | [16 empty] | 2018-06-22 | Yes | Continuous Dimming to 10% or below | [23 empty] | IIIMDQ | [10 empty] | 3025 | 132.6 | 22.81 | 8.1 | 0.99 | 4000 | 84 |  |  |  |  | 4 | 4.0 ft | [7 empty] | No | [9 empty] | AC | Updated on 10/31/2019
Solid State Lighting | 5 | PLR1Y54PGVSA | Saylite/Texas Fluorescents Reinvented | Saylite | S48LFRV37W5000LDMV30K | Indoor Luminaires | Linear Ambient | Direct Linear Ambient Luminaires |  |  | TRUE | Standard |  |  | 4322 | 119.1 | 36.3 | 8.7 | 0.996 | 3086 | 83 | [5 empty] | 5 | 50000 | 2018-06-22 | Yes | Continuous Dimming to 10% or below | [23 empty] | IIIMDO | [10 empty] | 4379.7 | 120.8 | 36.27 | 8.7 | 0.99 | 3000 | 83 |  |  |  |  | 4 | 4.0 ft | TRUE | [6 empty] | No | [9 empty] | AC | Updated on 10/31/2019
Solid State Lighting | 5 | PLR21X73QCRT | Saylite/Texas Fluorescents Reinvented | Saylite | LXT24LZ28W3600LDMV40K(EM) | Indoor Luminaires | Troffer | 2x4 Luminaires for Ambient Lighting of Interior Commercial Spaces |  |  |  | Standard | [16 empty] | 2018-06-22 | Yes | Continuous Dimming to 10% or below | [23 empty] | IIIMDS | [10 empty] | 3600 | 132 | 27.23 | 11.6 | 0.982 | 4000 | 83 | [13 empty] | No | [9 empty] | AC | Updated on 10/31/2019
Solid State Lighting | 5 | PLR22S35KGVX | Saylite/Texas Fluorescents Reinvented | Saylite | HBIHO14L160W22200LDMV50K | Indoor Luminaires | High-Bay | High-Bay Luminaires for Commercial and Industrial Buildings |  |  |  | Premium | [16 empty] | 2017-10-24 | No | Continuous Dimming to 10% or below | [23 empty] | ZZZBBT | [10 empty] | 22256 | 139.1 | 160 | 8.5 | 0.96 | 5000 | 82 | [13 empty] | No | [9 empty] | AC | Updated on 10/31/2019
Solid State Lighting | 5 | PLR2J0OQ2JN4 | Saylite/Texas Fluorescents Reinvented | Saylite | (SS)HBG48LD132W20000LDMV35K(all options except WG) | Indoor Luminaires | High-Bay | High-Bay Luminaires for Commercial and Industrial Buildings |  |  |  | Premium | [16 empty] | 2018-10-24 | Yes | Continuous Dimming to 10% or below | [23 empty] | VVVXGA | [10 empty] | 18445 | 139.735 | 132 | 8.16 | 0.967 | 3500 | 84 | [13 empty] | No | [9 empty] | AC | Updated on 10/31/2019
Solid State Lighting | 5 | PLR34W0O2VMS | Saylite/Texas Fluorescents Reinvented | Saylite | LXT24LZ45W5800LDMV50K(EM) | Indoor Luminaires | Troffer | 2x4 Luminaires for Ambient Lighting of Interior Commercial Spaces |  |  |  | Standard | [16 empty] | 2018-06-22 | Yes | Continuous Dimming to 10% or below | [23 empty] | IIIMDS | [10 empty] | 5830 | 129 | 45 | 8.05 | 0.988 | 5000 | 83 | [13 empty] | No | [9 empty] | AC | Updated on 10/31/2019
Solid State Lighting | 5 | PLR734HH8H0L | Saylite/Texas Fluorescents Reinvented | Saylite | C96LFRV74W10050LDMV35K | Indoor Luminaires | Low-Bay | Low-Bay Luminaires for Commercial and Industrial Buildings |  |  |  | Standard | [16 empty] | 2018-06-22 | Yes | Continuous Dimming to 10% or below | [23 empty] | IIIMDO | [10 empty] | 9058.9 | 122.42 | 74 | 8.7 | 0.99 | 3500 | 83 | [13 empty] | No | [9 empty] | AC | Updated on 10/31/2019
Solid State Lighting | 5 | PLRBOJX9PJ0O | Saylite/Texas Fluorescents Reinvented | Saylite | LPLINFR96LF48W5900LDMV50KWH | Indoor Luminaires | Linear Ambient | Direct Linear Ambient Luminaires |  |  |  | Standard | [16 empty] | 2018-06-22 | Yes | Continuous Dimming to 10% or below | [23 empty] | IIIMDQ | [10 empty] | 6105 | 127.2 | 48 | 8.1 | 0.99 | 5000 | 83 |  |  |  |  | 8 | 8.0 ft | [7 empty] | No | [9 empty] | AC | Updated on 10/31/2019
Solid State Lighting | 5.1 | PLREJXB8 | Saylite/Texas Fluorescents Reinvented | Saylite | C24LY33WD(D,G,DALI,DEXAL,SR)MV40Koooo | Indoor Luminaires | Linear Ambient | Direct Linear Ambient Luminaires |  |  |  | Standard | [16 empty] | 2021-09-30 | Yes | Continuous Dimming to 10% or below | LLLC,Energy Monitoring,High End Trim | Multifunction Sensor, Sensor Receptacle, Daylight Sensing, Occupancy Sensing | 0-10V Analog, DALI, DMX, Phase Cut | Zigbee,Bluetooth,WiFi | No | No | Yes | Yes | Yes | Yes | Autani Energy Center, Avi-on, Douglas Dialog, Enlighted IOT System, Lutron- Vive, McWoing TruBlu, Nedap Luxon, Signify Easysense | Yes | Yes | No | Yes | Yes | Yes | Yes | No | Yes | Yes | Yes | No | RRRWGM | [10 empty] | 5183 | 157.07 | 33 | 13.3 | 0.905 | 4000 | 84 | 9 | 84 | 98 | -11 | 2 |  |  |  |  | No | No | No | No | No | [9 empty] | AC |  | 120 | 277 |  |  | 5183 | 33
Solid State Lighting | 5 | PLRFS5I2BPFM | Saylite/Texas Fluorescents Reinvented | Saylite | (SS)HBG48LD132W20000LDMV50K(all options except WG) | Indoor Luminaires | High-Bay | High-Bay Luminaires for Commercial and Industrial Buildings |  |  |  | Premium | [16 empty] | 2018-10-24 | Yes | Continuous Dimming to 10% or below | [23 empty] | VVVXGA | [10 empty] | 19205 | 145.492 | 132 | 8.16 | 0.967 | 5000 | 84 | [13 empty] | No | [9 empty] | AC | Updated on 10/31/2019
Solid State Lighting | 5 | PLRFT9PB2Z3P | Saylite/Texas Fluorescents Reinvented | Saylite | (SS)HBG48LFRD104W13000LDHV40K(all options except WG) | Indoor Luminaires | High-Bay | High-Bay Luminaires for Commercial and Industrial Buildings |  |  |  | Standard | [16 empty] | 2018-10-24 | Yes | Continuous Dimming to 10% or below | [23 empty] | VVVXGA | [10 empty] | 13140 | 123.477 | 106.4 | 15.9 | 0.899 | 4000 | 84 | [13 empty] | No | [9 empty] | AC | Updated on 10/31/2019
Solid State Lighting | 5 | PLRN93L0FU8V | Saylite/Texas Fluorescents Reinvented | Saylite | HBIHO12L80W11200LDMV50K | Indoor Luminaires | High-Bay | High-Bay Luminaires for Commercial and Industrial Buildings |  |  | TRUE | Premium |  |  | 11492.5 | 140.03 | 82.07 | 8.502 | 0.964 | 5312 | 82.6 | [5 empty] | 5 | 50000 | 2017-10-24 | No | Continuous Dimming to 10% or below | [23 empty] | ZZZBBT | [10 empty] | 11128 | 139.1 | 80 | 8.5 | 0.96 | 5000 | 82 | [13 empty] | No | [9 empty] | AC | Updated on 10/31/2019
Solid State Lighting | 5 | PLRO33I3IUBN | Saylite/Texas Fluorescents Reinvented | Saylite | S96LV74W10050LDMV35K | Indoor Luminaires | Low-Bay | Low-Bay Luminaires for Commercial and Industrial Buildings |  |  |  | Standard | [16 empty] | 2018-06-22 | Yes | Continuous Dimming to 10% or below | [23 empty] | IIIMDO | [10 empty] | 9740.01 | 131.62 | 74 | 8.4 | 1 | 3500 | 82 | [13 empty] | No | [9 empty] | AC | Updated on 10/31/2019
Solid State Lighting | 5 | PLRV55ET7NFG | Saylite/Texas Fluorescents Reinvented | Saylite | DCC150SR70W7500LMV50K | Outdoor Luminaires | Mid Output | Outdoor Full-Cutoff Wall-Mounted Area Luminaires |  |  |  | Standard | [16 empty] | 2017-11-02 | Yes | Continuous Dimming to 10% or below | [23 empty] | IIILHA | [10 empty] | 7500 | 107 | 70 | 15 | 0.9 | 5000 | 80 | [13 empty] | No | [9 empty] | AC | qualified only dark bronze without photocell, motion sensor, and EM battery backup, Updated on 11/29/2018, Updated on 10/31/2019
Solid State Lighting | 5.1 | PLRW8AXQ | Saylite/Texas Fluorescents Reinvented | Saylite | 209A24LY20WDMV30Koooo | Indoor Luminaires | Linear Ambient | Direct Linear Ambient Luminaires |  |  |  | Standard | [16 empty] | 2021-11-02 | No | Continuous Dimming to 10% or below | No Control Capability | No Sensor | 0-10V Analog | No Wireless Protocol | No | No | No | No | No | No |  | No | No | No | Yes | No | No | No | No | No | No | No | No | VVVZVR | [10 empty] | 2557 | 127.83 | 20 | 9.6 | 0.909 | 3000 | 85 | 14 | 84 | 98 | -10 | 2 | 2.0 ft |  |  |  | No | No | No | No | No | [9 empty] | AC |  | 120 | 277 |  |  | 2557 | 20
Solid State Lighting | 5 | PLS5IGPKT7AQ | Saylite/Texas Fluorescents Reinvented | Saylite | S48LV37W5000LDMV30K | Indoor Luminaires | Linear Ambient | Direct Linear Ambient Luminaires |  |  |  | Standard | [16 empty] | 2018-06-22 | Yes | Continuous Dimming to 10% or below | [23 empty] | IIIMDO | [10 empty] | 4709 | 129.6 | 36.33 | 8.7 | 1 | 3000 | 82 |  |  |  |  | 4 |  | TRUE | [6 empty] | No | [9 empty] | AC | Updated on 10/31/2019
Solid State Lighting | 5 | PLSBBD92KRIC | Saylite/Texas Fluorescents Reinvented | Saylite | LPLINFR48LF48W5900LDMV40KWH | Indoor Luminaires | Linear Ambient | Direct Linear Ambient Luminaires |  |  |  | Standard | [16 empty] | 2018-06-22 | Yes | Continuous Dimming to 10% or below | [23 empty] | IIIMDQ | [10 empty] | 5925 | 123.4 | 48 | 4.6 | 1 | 4000 | 84 |  |  |  |  | 4 | 4.0 ft | [7 empty] | No | [9 empty] | AC | Updated on 10/31/2019
Solid State Lighting | 5 | PLSFUNXDWCKM | Saylite/Texas Fluorescents Reinvented | Saylite | S48LV37W5000LDMV35K | Indoor Luminaires | Low-Bay | Low-Bay Luminaires for Commercial and Industrial Buildings |  |  |  | Standard | [16 empty] | 2018-06-22 | Yes | Continuous Dimming to 10% or below | [23 empty] | IIIMDO | [10 empty] | 4870.01 | 131.62 | 37 | 8.4 | 1 | 3500 | 82 | [13 empty] | No | [9 empty] | AC | Updated on 10/31/2019
Solid State Lighting | 5 | PLSG0VSOM2AG | Saylite/Texas Fluorescents Reinvented | Saylite | 131A14LV37W4350LDMV35K | Indoor Luminaires | Troffer | 1x4 Luminaires for Ambient Lighting of Interior Commercial Spaces |  |  |  | Standard | [16 empty] | 2018-06-22 | No | Continuous Dimming to 10% or below | [23 empty] | IIIMDM | [10 empty] | 4160 | 112 | 37 | 9.4 | 0.94 | 3500 | 82 | [13 empty] | No | [9 empty] | AC | Updated on 10/31/2019
Solid State Lighting | 5 | PLSKR14GV2OS | Saylite/Texas Fluorescents Reinvented | Saylite | C48LFRV37W5000LDMV50K | Indoor Luminaires | Linear Ambient | Direct Linear Ambient Luminaires |  |  |  | Standard | [16 empty] | 2018-06-22 | Yes | Continuous Dimming to 10% or below | [23 empty] | IIIMDO | [10 empty] | 4766.03 | 128.81 | 37 | 8.7 | 0.99 | 5000 | 83 |  |  |  |  | 4 | 4.0 ft | [7 empty] | No | [9 empty] | AC | Updated on 10/31/2019
Solid State Lighting | 5 | PLSMQLTM095D | Saylite/Texas Fluorescents Reinvented | Saylite | LXT22LZ32W3900LDMV50K | Indoor Luminaires | Troffer | 2x2 Luminaires for Ambient Lighting of Interior Commercial Spaces |  |  |  | Standard | [16 empty] | 2018-06-22 | Not Yet Verified | Continuous Dimming to 10% or below | [23 empty] | IIIMDR | [10 empty] | 3935 | 122.9 | 32 | 7.2 | 0.995 | 5000 | 83 | [13 empty] | No | [9 empty] | AC | Updated on 10/31/2019
Solid State Lighting | 5 | PLSPUYE89WG9 | Saylite/Texas Fluorescents Reinvented | Saylite | LPLINFR48LF35W4500LDMV30KWH | Indoor Luminaires | Linear Ambient | Direct Linear Ambient Luminaires |  |  |  | Standard | [16 empty] | 2018-06-22 | Yes | Continuous Dimming to 10% or below | [23 empty] | IIIMDQ | [10 empty] | 4300 | 122.9 | 35 | 8.1 | 0.99 | 3000 | 84 |  |  |  |  | 4 |  | TRUE | [6 empty] | No | [9 empty] | AC | Updated on 10/31/2019
Solid State Lighting | 5 | PLSSSSCM3F72 | Saylite/Texas Fluorescents Reinvented | Saylite | HBIHO14L200W27800LDMV40K | Indoor Luminaires | High-Bay | High-Bay Luminaires for Commercial and Industrial Buildings |  |  |  | Premium | [16 empty] | 2017-10-24 | No | Continuous Dimming to 10% or below | [23 empty] | ZZZBBT | [10 empty] | 27820 | 139.1 | 200 | 8.5 | 0.96 | 4000 | 82 | [13 empty] | No | [9 empty] | AC | Updated on 10/31/2019
Solid State Lighting | 5 | PLSSZEL1JTGL | Saylite/Texas Fluorescents Reinvented | Saylite | S24LV22W2800LDMV35K | Indoor Luminaires | Linear Ambient | Direct Linear Ambient Luminaires |  |  |  | Standard | [16 empty] | 2018-06-22 | Yes | Continuous Dimming to 10% or below | [23 empty] | IIIMDO | [10 empty] | 2707.72 | 123.08 | 22 | 9.9 | 1 | 3500 | 82 |  |  |  |  | 2 | 2.0 ft | [7 empty] | No | [9 empty] | AC | Updated on 10/31/2019
Solid State Lighting | 5.1 | PLSUG7F9 | Saylite/Texas Fluorescents Reinvented | Saylite | (SS,SV,SD,SM)UCLL22LY20W(D,G,DALI,DEXAL,SR)(MV or 120)50Koooo | Indoor Luminaires | Troffer | 2x2 Luminaires for Ambient Lighting of Interior Commercial Spaces |  |  |  | Premium | [16 empty] | 2021-07-29 | Yes | Continuous Dimming to 10% or below | Autani Energy Center, Avi-on, Douglas Dialog, Enlighted IOT System, Lutron- Vive, McWoing TruBlu, Nedap Luxon, Signify Easysense | Multifunction Sensor,Sensor Receptacle,Daylight Sensor,Occupancy Sensing | 0-10V Analog,DALI,DMX | Zigbee,Bluetooth,WiFi | No | No | Yes | Yes | Yes | Yes | Autani Energy Center, Avi-on, Douglas Dialog, Enlighted IOT System, Lutron- Vive, McWoing TruBlu, Nedap Luxon, Signify Easysense | No | No | No | Yes | Yes | Yes | No |  | Yes | Yes | Yes | No | JJJOWA | [10 empty] | 2714 | 135.7 | 20 | 11.3 | 0.909 | 5000 | 83 | 11 | 83 | 95 | -12 | [5 empty] | No | No | No | No | No | [9 empty] | AC |  | 120 | 277 |  |  | 2714 | 20
Solid State Lighting | 5 | PLT0OS3JYQ0E | Saylite/Texas Fluorescents Reinvented | Saylite | 207A224LV22W2650LDMV30K | Indoor Luminaires | Linear Ambient | Direct Linear Ambient Luminaires |  |  | TRUE | Standard |  |  | 2444 | 113.1 | 21.6 | 9.2 | 0.907 | 3093 | 82 | [5 empty] | 5 | 50000 | 2018-06-22 | Yes | Continuous Dimming to 10% or below | [23 empty] | IIIMDN | [10 empty] | 2462 | 113.8 | 21.63 | 10 | 0.99 | 3000 | 82 |  |  |  |  | 2 | 2.0 ft | TRUE | [6 empty] | No | [9 empty] | AC | Updated on 10/31/2019
Solid State Lighting | 5 | PLT2DMCKLAIT | Saylite/Texas Fluorescents Reinvented | Saylite | LXT22LZ36W4200LDMV50K | Indoor Luminaires | Troffer | 2x2 Luminaires for Ambient Lighting of Interior Commercial Spaces |  |  |  | Standard | [16 empty] | 2018-06-22 | Not Yet Verified | Continuous Dimming to 10% or below | [23 empty] | IIIMDR | [10 empty] | 4190 | 116.13 | 36.08 | 7.2 | 0.995 | 5000 | 83 | [13 empty] | No | [9 empty] | AC | Updated on 10/31/2019
Solid State Lighting | 5 | PLT60HAIOY54 | Saylite/Texas Fluorescents Reinvented | Saylite | (SS)HBG48LFRD215W27000LDMV40K(all options except WG) | Indoor Luminaires | High-Bay | High-Bay Luminaires for Commercial and Industrial Buildings |  |  |  | Standard | [16 empty] | 2018-10-24 | Yes | Continuous Dimming to 10% or below | [23 empty] | VVVXGA | [10 empty] | 26840 | 124.847 | 215 | 15 | 0.945 | 4000 | 84 | [13 empty] | No | [9 empty] | AC | Updated on 10/31/2019
Solid State Lighting | 5 | PLT7C50LXJS4 | Saylite/Texas Fluorescents Reinvented | Saylite | (SS)HBG48LD355W50000LDMV40K(all options except WG) | Indoor Luminaires | High-Bay | High-Bay Luminaires for Commercial and Industrial Buildings |  |  |  | Premium | [16 empty] | 2018-10-24 | Yes | Continuous Dimming to 10% or below | [23 empty] | VVVXGA | [10 empty] | 48425 | 137.026 | 353.4 | 15 | 0.945 | 4000 | 84 | [13 empty] | No | [9 empty] | AC | Updated on 10/31/2019
Solid State Lighting | 5 | PLTA4GW9Y5PH | Saylite/Texas Fluorescents Reinvented | Saylite | LPLINFR48LF48W5900LDMV50KWH | Indoor Luminaires | Linear Ambient | Direct Linear Ambient Luminaires |  |  |  | Standard | [16 empty] | 2018-06-22 | Yes | Continuous Dimming to 10% or below | [23 empty] | IIIMDQ | [10 empty] | 6105 | 127.2 | 48 | 4.6 | 1 | 5000 | 83 |  |  |  |  | 4 | [8 empty] | No | [9 empty] | AC | Updated on 10/31/2019
Solid State Lighting | 5 | PLTARWIOT6SW | Saylite/Texas Fluorescents Reinvented | Saylite | 131A14LV37W4350LDMV40K | Indoor Luminaires | Troffer | 1x4 Luminaires for Ambient Lighting of Interior Commercial Spaces |  |  |  | Standard | [16 empty] | 2018-06-22 | No | Continuous Dimming to 10% or below | [23 empty] | IIIMDM | [10 empty] | 4380 | 118 | 37 | 9.4 | 0.94 | 4000 | 82 | [13 empty] | No | [9 empty] | AC | Updated on 10/31/2019
Solid State Lighting | 5 | PLTDH6P5ALR8 | Saylite/Texas Fluorescents Reinvented | Fleco | DCC200SR135W14500LMV50K | Outdoor Luminaires | High Output | Outdoor Full-Cutoff Wall-Mounted Area Luminaires |  |  |  | Standard | [16 empty] | 2018-09-19 | Yes | Continuous Dimming to 10% or below | [23 empty] | VVVXAM | [10 empty] | 14600 | 108 | 135 | 15 | 0.9 | 5000 | 80 | [13 empty] | No | [9 empty] | AC
Solid State Lighting | 5.1 | PLTF8JOV | Saylite/Texas Fluorescents Reinvented | Saylite | 2RB(421 or 501)LY33WD(D,G,DALI,DEXAL,SR)MV50Koooo | Indoor Retrofit Kit | Linear Ambient | Retrofit Kits for Direct Linear Ambient Luminaires | Luminaire Specific |  |  | Standard | [16 empty] | 2021-09-30 | Yes | Continuous Dimming to 10% or below | LLLC,Energy Monitoring,High End Trim | Multifunction Sensor, Sensor Receptacle, Daylight Sensing, Occupancy Sensing | 0-10V Analog, DALI, DMX, Phase Cut | Zigbee,Bluetooth,WiFi | No | No | Yes | Yes | Yes | Yes | Autani Energy Center, Avi-on, Douglas Dialog, Enlighted IOT System, Lutron- Vive, McWoing TruBlu, Nedap Luxon, Signify Easysense | Yes | Yes | No | Yes | Yes | Yes | Yes | No | Yes | Yes | Yes | No | RRRWGM | [10 empty] | 5183 | 157.07 | 33 | 13.3 | 0.905 | 5000 | 82 | 11 | 81 | 97 | -12 | 2 |  |  |  |  | No | No | No | No | No | [9 empty] | AC |  | 120 | 277 |  |  | 5183 | 33
Solid State Lighting | 5 | PLTF9CR98V6L | Saylite/Texas Fluorescents Reinvented | Saylite | 8RB (421 or 501) F70W9800LDMV40K | Indoor Retrofit Kit | Linear Ambient | Retrofit Kits for Direct Linear Ambient Luminaires | General Purpose |  |  | Standard | [16 empty] | 2018-10-08 | Yes | Continuous Dimming to 10% or below | [23 empty] | VVVXDX | [10 empty] | 9842 | 140.6 | 70 | 8.8 | 0.939 | 4000 | 84 |  |  |  |  | 8 | 8.0 ft | [7 empty] | No | [9 empty] | AC | Updated on 10/31/2019
Solid State Lighting | 5 | PLTGCUU5IHDD | Saylite/Texas Fluorescents Reinvented | Saylite | 4RB (421 or 501) F35W4900LDMV50K | Indoor Retrofit Kit | Linear Ambient | Retrofit Kits for Direct Linear Ambient Luminaires | General Purpose |  |  | Standard | [16 empty] | 2018-10-08 | Yes | Continuous Dimming to 10% or below | [23 empty] | VVVXDX | [10 empty] | 5069 | 144.83 | 35 | 8.8 | 0.939 | 5000 | 83 |  |  |  |  | 4 | [8 empty] | No | [9 empty] | AC | Updated on 10/31/2019
Solid State Lighting | 5 | PLTSZ4F9BRZU | Saylite/Texas Fluorescents Reinvented | Saylite | LPLINFR48LF48W5900LDMV35KWH | Indoor Luminaires | Linear Ambient | Direct Linear Ambient Luminaires |  |  |  | Standard | [16 empty] | 2018-06-22 | Yes | Continuous Dimming to 10% or below | [23 empty] | IIIMDQ | [10 empty] | 5750 | 119.8 | 48 | 4.6 | 1 | 3500 | 84 |  |  |  |  | 4 | 4.0 ft | [7 empty] | No | [9 empty] | AC | Updated on 10/31/2019
Solid State Lighting | 5 | PLTXJK9XIJS3 | Saylite/Texas Fluorescents Reinvented | Saylite | HBG24LD89W12400LDHV35K | Indoor Luminaires | High-Bay | High-Bay Luminaires for Commercial and Industrial Buildings |  |  |  | Premium | [16 empty] | 2018-12-19 | Yes | Continuous Dimming to 10% or below | [23 empty] | ZZZCIO | [10 empty] | 12015 | 136.534 | 88 | 12.1 | 0.971 | 3500 | 84 | [13 empty] | No | [9 empty] | AC | Updated on 10/31/2019
Solid State Lighting | 5 | PLTXYY63EJI8 | Saylite/Texas Fluorescents Reinvented | Saylite | LXT24LZ28W3600LDMV50K(EM) | Indoor Luminaires | Troffer | 2x4 Luminaires for Ambient Lighting of Interior Commercial Spaces |  |  |  | Standard | [16 empty] | 2018-06-22 | Yes | Continuous Dimming to 10% or below | [23 empty] | IIIMDS | [10 empty] | 3600 | 132 | 27.23 | 11.6 | 0.982 | 5000 | 83 | [13 empty] | No | [9 empty] | AC | Updated on 10/31/2019
Solid State Lighting | 5 | PLU0VCOCM7WJ | Saylite/Texas Fluorescents Reinvented | Saylite | 131A24LV37W4750LDMV50K | Indoor Luminaires | Troffer | 2x4 Luminaires for Ambient Lighting of Interior Commercial Spaces |  |  |  | Standard | [16 empty] | 2018-06-22 | No | Continuous Dimming to 10% or below | [23 empty] | IIIMDM | [10 empty] | 4780 | 129 | 37 | 9.3 | 0.94 | 5000 | 83 | [13 empty] | No | [9 empty] | AC | Updated on 10/31/2019
Solid State Lighting | 5 | PLU3XS53UL7T | Saylite/Texas Fluorescents Reinvented | Saylite | D2D12L45W4900LMV40K | Outdoor Luminaires | Low Output | Outdoor Pole/Arm-Mounted Area and Roadway Luminaires |  |  | TRUE | Standard |  |  | 4927.07 | 110.2 | 44.71 | 19 | 0.9453 | 3970 | 75 | [5 empty] | 5 | 50000 | 2017-11-02 | Yes | Not Dimmable | [23 empty] | IIILGW | [10 empty] | 4930 | 110 | 45 | 20 | 0.9 | 4000 | 72 | [13 empty] | No | [9 empty] | AC | Updated on 11/29/2018, Updated on 10/31/2019
Solid State Lighting | 5.1 | PLU3YTUT | Saylite/Texas Fluorescents Reinvented | Saylite | C96LY60WD(D,G,DALI,DEXAL,SR)MV30Koooo | Indoor Luminaires | Linear Ambient | Direct Linear Ambient Luminaires |  |  |  | Standard | [16 empty] | 2021-09-30 | Yes | Continuous Dimming to 10% or below | LLLC,Energy Monitoring,High End Trim | Multifunction Sensor, Sensor Receptacle, Daylight Sensing, Occupancy Sensing | 0-10V Analog, DALI, DMX, Phase Cut | Zigbee,Bluetooth,WiFi | No | No | Yes | Yes | Yes | Yes | Autani Energy Center, Avi-on, Douglas Dialog, Enlighted IOT System, Lutron- Vive, McWoing TruBlu, Nedap Luxon, Signify Easysense | Yes | Yes | No | Yes | Yes | Yes | Yes | No | Yes | Yes | Yes | No | RRRWGM | [10 empty] | 9695 | 158.21 | 61.28 | 10 | 0.994 | 3000 | 83 | 8 | 83 | 98 | -11 | 8 |  |  |  |  | No | No | No | No | No | [9 empty] | AC |  | 120 | 277 |  |  | 9695 | 61.28
Solid State Lighting | 5 | PLU5KQ2YYUK5 | Saylite/Texas Fluorescents Reinvented | Saylite | LXT24LZ50W6450LDMV35K(EM) | Indoor Luminaires | Troffer | 2x4 Luminaires for Ambient Lighting of Interior Commercial Spaces |  |  |  | Standard | [16 empty] | 2018-06-22 | Yes | Continuous Dimming to 10% or below | [23 empty] | IIIMDS | [10 empty] | 6340 | 126 | 50 | 8.05 | 0.99 | 3500 | 83 | [13 empty] | No | [9 empty] | AC | Updated on 10/31/2019
Solid State Lighting | 5 | PLU6DBJVLNVO | Saylite/Texas Fluorescents Reinvented | Saylite | S24LFRV22W2800LDMV50K | Indoor Luminaires | Linear Ambient | Direct Linear Ambient Luminaires |  |  |  | Standard | [16 empty] | 2018-06-22 | Yes | Continuous Dimming to 10% or below | [23 empty] | IIIMDO | [10 empty] | 2627.6 | 119.44 | 22 | 9.9 | 1 | 5000 | 83 |  |  |  |  | 2 | 2.0 ft | [7 empty] | No | [9 empty] | AC | Updated on 10/31/2019
Solid State Lighting | 5 | PLU8UO0TARSJ | Saylite/Texas Fluorescents Reinvented | Saylite | 4RB (421 or 501) F57W7900LDMV35K | Indoor Retrofit Kit | Linear Ambient | Retrofit Kits for Direct Linear Ambient Luminaires | General Purpose |  |  | Standard | [16 empty] | 2018-10-08 | Yes | Continuous Dimming to 10% or below | [23 empty] | VVVXDX | [10 empty] | 7662 | 131.63 | 58.21 | 8.8 | 0.939 | 3500 | 84 |  |  |  |  | 4 | 4.0 ft | [7 empty] | No | [9 empty] | AC | Updated on 10/31/2019
Solid State Lighting | 5 | PLUCH8E8H1R4 | Saylite/Texas Fluorescents Reinvented | Saylite | HBIHO14L200W27800LDMV50K | Indoor Luminaires | High-Bay | High-Bay Luminaires for Commercial and Industrial Buildings |  |  |  | Premium | [16 empty] | 2017-10-24 | No | Continuous Dimming to 10% or below | [23 empty] | ZZZBBT | [10 empty] | 27820 | 139.1 | 200 | 8.5 | 0.96 | 5000 | 82 | [13 empty] | No | [9 empty] | AC | Updated on 10/31/2019
Solid State Lighting | 5 | PLUDEKI4OT3W | Saylite/Texas Fluorescents Reinvented | Saylite | 131A24LV37W4750LDMV35K | Indoor Luminaires | Troffer | 2x4 Luminaires for Ambient Lighting of Interior Commercial Spaces |  |  |  | Standard | [16 empty] | 2018-06-22 | No | Continuous Dimming to 10% or below | [23 empty] | IIIMDM | [10 empty] | 4540 | 122 | 37 | 9.3 | 0.94 | 3500 | 82 | [13 empty] | No | [9 empty] | AC | Updated on 10/31/2019
Solid State Lighting | 5 | PLUHBKOV0PVW | Saylite/Texas Fluorescents Reinvented | Saylite | S48LV37W5000LDMV40K | Indoor Luminaires | Low-Bay | Low-Bay Luminaires for Commercial and Industrial Buildings |  |  |  | Standard | [16 empty] | 2018-06-22 | Yes | Continuous Dimming to 10% or below | [23 empty] | IIIMDO | [10 empty] | 5036.79 | 136.13 | 37 | 8.4 | 1 | 4000 | 82 | [13 empty] | No | [9 empty] | AC | Updated on 10/31/2019
Solid State Lighting | 5 | PLUN9T29GED2 | Saylite/Texas Fluorescents Reinvented | Saylite | LXT22LZ20W2450LDMV50K | Indoor Luminaires | Troffer | 2x2 Luminaires for Ambient Lighting of Interior Commercial Spaces |  |  |  | Standard | [16 empty] | 2018-06-22 | Not Yet Verified | Continuous Dimming to 10% or below | [23 empty] | IIIMDR | [10 empty] | 2455 | 121.7 | 20.16 | 13.4 | 0.984 | 5000 | 83 | [13 empty] | No | [9 empty] | AC | Updated on 10/31/2019
Solid State Lighting | 5 | PLUQDXOHMFJN | Saylite/Texas Fluorescents Reinvented | Saylite | 131A14LV37W4350LDMV30K | Indoor Luminaires | Troffer | 1x4 Luminaires for Ambient Lighting of Interior Commercial Spaces |  |  | TRUE | Standard |  |  | 4006 | 105.7 | 37.9 | 9.9 | 0.939 | 3112 | 82 | [5 empty] | 5 | 60000 | 2018-06-22 | No | Continuous Dimming to 10% or below | [23 empty] | IIIMDM | [10 empty] | 4006 | 105.7 | 37.9 | 9.4 | 0.94 | 3000 | 82 | [6 empty] | TRUE | [6 empty] | No | [9 empty] | AC | Updated on 10/31/2019
Solid State Lighting | 5 | PLUSEL06OXMK | Saylite/Texas Fluorescents Reinvented | Saylite | LPLINFR48LF35W4500LDMV50KWH | Indoor Luminaires | Linear Ambient | Direct Linear Ambient Luminaires |  |  |  | Standard | [16 empty] | 2018-06-22 | Yes | Continuous Dimming to 10% or below | [23 empty] | IIIMDQ | [10 empty] | 4640 | 132.6 | 35 | 8.1 | 0.99 | 5000 | 83 |  |  |  |  | 4 | [8 empty] | No | [9 empty] | AC | Updated on 10/31/2019
Solid State Lighting | 5 | PLUT83GJZGFW | Saylite/Texas Fluorescents Reinvented | Saylite | 131A22LV22W2550LDMV35K | Indoor Luminaires | Troffer | 2x2 Luminaires for Ambient Lighting of Interior Commercial Spaces |  |  |  | Standard | [16 empty] | 2018-06-22 | No | Continuous Dimming to 10% or below | [23 empty] | IIIMDM | [10 empty] | 2450 | 111 | 22 | 9.4 | 0.95 | 3500 | 82 | [13 empty] | No | [9 empty] | AC | Updated on 10/31/2019
Solid State Lighting | 5.1 | PLUTMAOR | Saylite/Texas Fluorescents Reinvented | Saylite | RKCIT48LY45WDMV40K | Indoor Retrofit Kit | Linear Ambient | Retrofit Kits for Direct Linear Ambient Luminaires | Luminaire Specific |  |  | Standard | [16 empty] | 2021-04-28 | Yes | Continuous Dimming to 10% or below | Energy Monitoring, High-end Trim, Autani Energy Center, Avi-on, Douglas Dialog, Enlighted IOT System, Lutron- Vive, McWoing TruBlu, Nedap Luxon, Signify Easysense | Daylight Sensor, Occupancy Sensor, Multifunction Sensor, Integral Sensor Receptacle | 0-10V Analog,DALI,DMX | Zigbee, Bluetooth, Wifi | No | No | Yes | Yes | Yes | Yes | Autani Energy Center, Avi-on, Douglas Dialog, Enlighted IOT System, Lutron- Vive, McWoing TruBlu, Nedap Luxon, Signify Easysense | Yes | Yes | No | Yes | Yes | Yes | No | No | Yes | Yes | Yes |  | BBBFSF | [10 empty] | 6529.2 | 145.093 | 45 | 9.5 | 0.902 | 4000 | 84 | 10 | 84 | 98 | -11 | 4 | 4.0 ft |  |  |  | No | No | No | No | No | [9 empty] | AC |  | 120 | 277 |  |  | 6529.2 | 45
Solid State Lighting | 5 | PLUVOWU9R9SN | Saylite/Texas Fluorescents Reinvented | Saylite | LPLINFR96LF70W9000LDMV50KWH | Indoor Luminaires | Linear Ambient | Direct Linear Ambient Luminaires |  |  |  | Standard | [16 empty] | 2018-06-22 | Yes | Continuous Dimming to 10% or below | [23 empty] | IIIMDQ | [10 empty] | 9280 | 132.6 | 70 | 8.1 | 0.99 | 5000 | 83 |  |  |  |  | 8 | [8 empty] | No | [9 empty] | AC | Updated on 10/31/2019
Solid State Lighting | 5 | PLV3E3XUAA2H | Saylite/Texas Fluorescents Reinvented | Saylite | (SS)HBG48LD104W15000LDMV35K(all options except WG) | Indoor Luminaires | High-Bay | High-Bay Luminaires for Commercial and Industrial Buildings |  |  |  | Premium | [16 empty] | 2018-10-24 | Yes | Continuous Dimming to 10% or below | [23 empty] | VVVXGA | [10 empty] | 14518 | 143.3 | 101.3 | 15 | 0.945 | 3500 | 84 | [13 empty] | No | [9 empty] | AC | Updated on 10/31/2019
Solid State Lighting | 5 | PLV6FQ107BPC | Saylite/Texas Fluorescents Reinvented | Saylite | CITE48LRFV37W4600LLBDMV35K(MDB3,MDT4,MDT4W) | Indoor Luminaires | Linear Ambient | Direct Linear Ambient Luminaires |  |  |  | Standard | [16 empty] | 2018-06-22 | Yes | Continuous Dimming to 10% or below | [23 empty] | IIIMDP | [10 empty] | 4493.56 | 121.45 | 37 | 8.4 | 1 | 3000 | 83 |  |  |  |  | 4 |  | TRUE | [6 empty] | No | [9 empty] | AC | Updated on 03/29/2019, Updated on 10/31/2019
Solid State Lighting | 5 | PLV6N3QHVKVF | Saylite/Texas Fluorescents Reinvented | Saylite | LXT24LZ40W5200LDMV40K(EM) | Indoor Luminaires | Troffer | 2x4 Luminaires for Ambient Lighting of Interior Commercial Spaces |  |  |  | Standard | [16 empty] | 2018-06-22 | Yes | Continuous Dimming to 10% or below | [23 empty] | IIIMDS | [10 empty] | 5200 | 130 | 40 | 8.05 | 0.986 | 4000 | 83 | [13 empty] | No | [9 empty] | AC | Updated on 10/31/2019
Solid State Lighting | 5 | PLVIWD5SLQGA | Saylite/Texas Fluorescents Reinvented | Saylite | LPLINFR48LF60W6900LDMV40KWH | Indoor Luminaires | Linear Ambient | Direct Linear Ambient Luminaires |  |  |  | Standard | [16 empty] | 2018-06-22 | Yes | Continuous Dimming to 10% or below | [23 empty] | IIIMDQ | [10 empty] | 6900 | 116.55 | 59.2 | 4.6 | 1 | 4000 | 84 |  |  |  |  | 4 | 4.0 ft | [7 empty] | No | [9 empty] | AC | Updated on 10/31/2019
Solid State Lighting | 5 | PLVMC0PI | Saylite/Texas Fluorescents Reinvented | Saylite | 131A14LJ57W6600LDMV50K | Indoor Luminaires | Troffer | 1x4 Luminaires for Ambient Lighting of Interior Commercial Spaces |  |  |  | Standard | [16 empty] | 2018-05-25 | Yes | Continuous Dimming to 10% or below | [23 empty] | LLLBNI | [10 empty] | 6630 | 118.605 | 55.9 | 4.9 | 0.97 | 5000 | 83 | [13 empty] | No | [9 empty] | AC | Updated on 10/31/2019
Solid State Lighting | 5 | PLVTXZK2JRL7 | Saylite/Texas Fluorescents Reinvented | Saylite | HBG24LD75W10500LDHV40K | Indoor Luminaires | High-Bay | High-Bay Luminaires for Commercial and Industrial Buildings |  |  |  | Premium | [16 empty] | 2018-12-19 | Yes | Continuous Dimming to 10% or below | [23 empty] | ZZZCIO | [10 empty] | 10460 | 142.701 | 73.3 | 12.1 | 0.978 | 4000 | 84 | [13 empty] | No | [9 empty] | AC | Updated on 10/31/2019
Solid State Lighting | 5 | PLVV1O030ASF | Saylite/Texas Fluorescents Reinvented | Saylite | (SS)HBG48LD280W40000LDHV35K(all options except WG) | Indoor Luminaires | High-Bay | High-Bay Luminaires for Commercial and Industrial Buildings |  |  |  | Premium | [16 empty] | 2018-10-24 | Yes | Continuous Dimming to 10% or below | [23 empty] | VVVXGA | [10 empty] | 38875 | 138.836 | 280 | 16.1 | 0.898 | 3500 | 84 | [13 empty] | No | [9 empty] | AC | Updated on 10/31/2019
Solid State Lighting | 5 | PLVWELQOF0VU | Saylite/Texas Fluorescents Reinvented | Saylite | S48LV37W5000LDMV40K | Indoor Luminaires | Linear Ambient | Direct Linear Ambient Luminaires |  |  |  | Standard | [16 empty] | 2018-06-22 | Yes | Continuous Dimming to 10% or below | [23 empty] | IIIMDO | [10 empty] | 5036.79 | 136.13 | 37 | 8.4 | 1 | 4000 | 82 |  |  |  |  | 4 | [8 empty] | No | [9 empty] | AC | Updated on 10/31/2019
Solid State Lighting | 5 | PLVYU5MVLTU2 | Saylite/Texas Fluorescents Reinvented | Saylite | BOLPR18W2000LMV50KBZ | Outdoor Luminaires | Low Output | Bollards |  |  |  | Standard | [16 empty] | 2019-02-12 | No | Not Dimmable | [23 empty] | XXXCYC | [10 empty] | 2094.25 | 113.63 | 18.43 | 8.71 | 0.993 | 5144 | 84 | [13 empty] | No | [9 empty] | AC | Updated on 10/31/2019
Solid State Lighting | 5 | PLVZMH8MW4HD | Saylite/Texas Fluorescents Reinvented | Saylite | PLF23L300W38000LD[MV,480]30K | Outdoor Luminaires | Very High Output | Outdoor Pole/Arm-Mounted Area and Roadway Luminaires |  |  | TRUE | Standard |  |  | 34609 | 114.8 | 301.5 | 6.59 | 0.9651 | 3038 | 74.4 | [5 empty] | 5 | 50000 | 2017-11-02 | Yes | Continuous Dimming to 10% or below | [23 empty] | IIILHD | [10 empty] | 34500 | 115 | 300 | 6 | 0.9 | 3000 | 70 | [6 empty] | TRUE | [6 empty] | No | [9 empty] | AC | qualified only dark bronze without motion sensor, photocell, and mounting options, Updated on 11/29/2018, Updated on 10/31/2019
Solid State Lighting | 5 | PLW3Y3VP7MYE | Saylite/Texas Fluorescents Reinvented | Saylite | 209A24LV22W2650LDMV40K | Indoor Luminaires | Linear Ambient | Direct Linear Ambient Luminaires |  |  |  | Standard | [16 empty] | 2018-06-22 | Yes | Continuous Dimming to 10% or below | [23 empty] | IIIMDN | [10 empty] | 2653 | 120.59 | 22 | 10 | 0.99 | 4000 | 82 |  |  |  |  | 2 | [8 empty] | No | [9 empty] | AC | Updated on 10/31/2019
Solid State Lighting | 5 | PLW4ZQV94WVY | Saylite/Texas Fluorescents Reinvented | Saylite | (SS)HBG48LD104W15000LDHV40K(all options except WG) | Indoor Luminaires | High-Bay | High-Bay Luminaires for Commercial and Industrial Buildings |  |  |  | Premium | [16 empty] | 2018-10-24 | Yes | Continuous Dimming to 10% or below | [23 empty] | VVVXGA | [10 empty] | 15785 | 148.216 | 106.5 | 16.1 | 0.898 | 4000 | 84 | [13 empty] | No | [9 empty] | AC | Updated on 10/31/2019
Solid State Lighting | 5 | PLW60X9995JZ | Saylite/Texas Fluorescents Reinvented | Saylite | C96LFRV74W10050LDMV40K | Indoor Luminaires | Linear Ambient | Direct Linear Ambient Luminaires |  |  |  | Standard | [16 empty] | 2018-06-22 | Yes | Continuous Dimming to 10% or below | [23 empty] | IIIMDO | [10 empty] | 9369.14 | 126.61 | 74 | 8.7 | 0.99 | 4000 | 83 |  |  |  |  | 8 | 8.0 ft | [7 empty] | No | [9 empty] | AC | Updated on 10/31/2019
Solid State Lighting | 5 | PLWAIRY1M53O | Saylite/Texas Fluorescents Reinvented | Saylite | LPLINFR48LUF20WD40WDMV30KWH | Indoor Luminaires | Linear Ambient | Direct Linear Ambient Luminaires |  |  |  | Standard | [16 empty] | 2018-06-22 | Yes | Continuous Dimming to 10% or below | [23 empty] | IIIMDQ | [10 empty] | 7540 | 125.67 | 60 | 6.1 | 1 | 3000 | 84 |  |  |  |  | 4 |  | TRUE | [6 empty] | No | [9 empty] | AC | Updated on 10/31/2019
Solid State Lighting | 5 | PLWBRC3HRWOE | Saylite/Texas Fluorescents Reinvented | Saylite | C96LFRV74W10050LDMV40K | Indoor Luminaires | Low-Bay | Low-Bay Luminaires for Commercial and Industrial Buildings |  |  |  | Standard | [16 empty] | 2018-06-22 | Yes | Continuous Dimming to 10% or below | [23 empty] | IIIMDO | [10 empty] | 9369.14 | 126.61 | 74 | 8.7 | 0.99 | 4000 | 83 | [13 empty] | No | [9 empty] | AC | Updated on 10/31/2019
Solid State Lighting | 5 | PLWGN8GFG4B2 | Saylite/Texas Fluorescents Reinvented | Saylite | PLF12L70W9000LDMV35K | Outdoor Luminaires | Mid Output | Outdoor Pole/Arm-Mounted Area and Roadway Luminaires |  |  |  | Standard | [16 empty] | 2017-11-02 | Yes | Continuous Dimming to 10% or below | [23 empty] | IIILHC | [10 empty] | 8600 | 123 | 70 | 13 | 0.9 | 3500 | 70 | [13 empty] | No | [9 empty] | AC | qualified only dark bronze without motion sensor, photocell, and mounting options, Updated on 11/29/2018, Updated on 10/31/2019
Solid State Lighting | 5 | PLWHD6J2HTE8 | Saylite/Texas Fluorescents Reinvented | Saylite | PLFT415L150W20000LDMV40K | Outdoor Luminaires | High Output | Outdoor Pole/Arm-Mounted Area and Roadway Luminaires |  |  |  | Standard | [16 empty] | 2017-11-02 | Yes | Continuous Dimming to 10% or below | [23 empty] | IIILHE | [10 empty] | 19000 | 127 | 150 | 5 | 0.9 | 4000 | 70 | [13 empty] | No | [9 empty] | AC | qualified only dark bronze without motion sensor, photocell, and mounting options, Updated on 11/29/2018, Updated on 10/31/2019
Solid State Lighting | 5.1 | PLWJLZKR | Saylite/Texas Fluorescents Reinvented | Saylite | 200A248LY40WDMV50Koooo | Indoor Luminaires | Linear Ambient | Direct Linear Ambient Luminaires |  |  |  | Standard | [16 empty] | 2021-11-02 | No | Continuous Dimming to 10% or below | No Control Capability | No Sensor | 0-10V Analog | No Wireless Protocol | No | No | No | No | No | No |  | No | No | No | Yes | No | No | No | No | No | No | No | No | VVVZVR | [10 empty] | 6412 | 160.31 | 40 | 13.2 | 0.898 | 5000 | 84 | 13 | 82 | 96 | -12 | 4 | 4.0 ft |  |  |  | No | No | No | No | No | [9 empty] | AC |  | 120 | 277 |  |  | 6412 | 40
Solid State Lighting | 5.1 | PLWKS6SV | Saylite/Texas Fluorescents Reinvented | Saylite | C96LFRY40WD(D,G,DALI,DEXAL,SR)MV40Koooo | Indoor Luminaires | Linear Ambient | Direct Linear Ambient Luminaires |  |  |  | Standard | [16 empty] | 2021-09-30 | Yes | Continuous Dimming to 10% or below | LLLC,Energy Monitoring,High End Trim | Multifunction Sensor, Sensor Receptacle, Daylight Sensing, Occupancy Sensing | 0-10V Analog, DALI, DMX, Phase Cut | Zigbee,Bluetooth,WiFi | No | No | Yes | Yes | Yes | Yes | Autani Energy Center, Avi-on, Douglas Dialog, Enlighted IOT System, Lutron- Vive, McWoing TruBlu, Nedap Luxon, Signify Easysense | Yes | Yes | No | Yes | Yes | Yes | Yes | No | Yes | Yes | Yes | No | RRRWGM | [10 empty] | 6312 | 157.81 | 40 | 13.2 | 0.898 | 4000 | 84 | 9 | 83 | 98 | -11 | 8 |  |  |  |  | No | No | No | No | No | [9 empty] | AC |  | 120 | 277 |  |  | 6312 | 40
Solid State Lighting | 5 | PLWRCHTPBI9O | Saylite/Texas Fluorescents Reinvented | Saylite | 207A224LV22W2650LDMV40K | Indoor Luminaires | Linear Ambient | Direct Linear Ambient Luminaires |  |  |  | Standard | [16 empty] | 2018-06-22 | Yes | Continuous Dimming to 10% or below | [23 empty] | IIIMDN | [10 empty] | 2653 | 120.59 | 22 | 10 | 0.99 | 4000 | 82 |  |  |  |  | 2 | [8 empty] | No | [9 empty] | AC | Updated on 10/31/2019
Solid State Lighting | 5 | PLWRIPTBEC14 | Saylite/Texas Fluorescents Reinvented | Saylite | C96LV74W10050LDMV50K | Indoor Luminaires | Low-Bay | Low-Bay Luminaires for Commercial and Industrial Buildings |  |  |  | Standard | [16 empty] | 2018-06-22 | Yes | Continuous Dimming to 10% or below | [23 empty] | IIIMDO | [10 empty] | 10248.8 | 138.5 | 74 | 8.4 | 1 | 5000 | 82 | [13 empty] | No | [9 empty] | AC | Updated on 10/31/2019
Solid State Lighting | 5 | PLWRLIWYKO4S | Saylite/Texas Fluorescents Reinvented | Saylite | LPLINFR48LUF16WD32WDMV40KWH | Indoor Luminaires | Linear Ambient | Direct Linear Ambient Luminaires |  |  |  | Standard | [16 empty] | 2018-06-22 | Yes | Continuous Dimming to 10% or below | [23 empty] | IIIMDQ | [10 empty] | 6470 | 134.79 | 48 | 9.9 | 0.97 | 4000 | 84 |  |  |  |  | 4 | 4.0 ft | [7 empty] | No | [9 empty] | AC | Updated on 10/31/2019
Solid State Lighting | 5 | PLWS3S7RNXV2 | Saylite/Texas Fluorescents Reinvented | Saylite | LXT24LZ55W6950LDMV35K(EM) | Indoor Luminaires | Troffer | 2x4 Luminaires for Ambient Lighting of Interior Commercial Spaces |  |  |  | Standard | [16 empty] | 2018-06-22 | Yes | Continuous Dimming to 10% or below | [23 empty] | IIIMDS | [10 empty] | 6850 | 124 | 55 | 5 | 0.991 | 3500 | 83 | [13 empty] | No | [9 empty] | AC | Updated on 10/31/2019
Solid State Lighting | 5 | PLWVWO13G3NQ | Saylite/Texas Fluorescents Reinvented | Saylite | S96LFRV74W10050LDMV50K | Indoor Luminaires | Low-Bay | Low-Bay Luminaires for Commercial and Industrial Buildings |  |  |  | Standard | [16 empty] | 2018-06-22 | Yes | Continuous Dimming to 10% or below | [23 empty] | IIIMDO | [10 empty] | 9532.07 | 128.81 | 74 | 8.7 | 0.99 | 5000 | 83 | [13 empty] | No | [9 empty] | AC | Updated on 10/31/2019
Solid State Lighting | 5 | PLWX7A2DFIFG | Saylite/Texas Fluorescents Reinvented | Fleco | PPF15L150W19500LDMV50K[BLANK,BK,GY,WH][Blank,PC][Blank,FSP211L2,FSP211L3,FSP211L7,FSP212DL2,FSP212DL3,FSP212DL7][BLANK,SW,WM] | Outdoor Luminaires | High Output | Outdoor Pole/Arm-Mounted Area and Roadway Luminaires |  |  |  | Premium | [16 empty] | 2018-09-19 | Yes | Continuous Dimming to 10% or below | [23 empty] | VVVXAN | [10 empty] | 19700 | 131 | 150 | 15 | 0.9 | 5000 | 70 | [13 empty] | No | [9 empty] | AC
Solid State Lighting | 5 | PLWYI3YMW37O | Saylite/Texas Fluorescents Reinvented | Saylite | HBG24LFRD132W15300LDMV50K | Indoor Luminaires | High-Bay | High-Bay Luminaires for Commercial and Industrial Buildings |  |  |  | Standard | [16 empty] | 2018-12-19 | Yes | Continuous Dimming to 10% or below | [23 empty] | ZZZCIO | [10 empty] | 15450 | 117.045 | 132 | 11.6 | 0.97 | 5000 | 84 | [13 empty] | No | [9 empty] | AC | Updated on 10/31/2019
Solid State Lighting | 5 | PLWYJB12SXEL | Saylite/Texas Fluorescents Reinvented | Saylite | (SS)HBG48LD215W30000LDMV50K(all options except WG) | Indoor Luminaires | High-Bay | High-Bay Luminaires for Commercial and Industrial Buildings |  |  |  | Premium | [16 empty] | 2018-10-24 | Yes | Continuous Dimming to 10% or below | [23 empty] | VVVXGA | [10 empty] | 32165 | 149.605 | 215 | 15 | 0.945 | 5000 | 84 | [13 empty] | No | [9 empty] | AC | Updated on 10/31/2019
Solid State Lighting | 5 | PLX19VOM3ZPE | Saylite/Texas Fluorescents Reinvented | Saylite | (SS)HBG48LFRD215W27000LDMV35K(all options except WG) | Indoor Luminaires | High-Bay | High-Bay Luminaires for Commercial and Industrial Buildings |  |  |  | Standard | [16 empty] | 2018-10-24 | Yes | Continuous Dimming to 10% or below | [23 empty] | VVVXGA | [10 empty] | 26035 | 121.098 | 215 | 15 | 0.945 | 3500 | 84 | [13 empty] | No | [9 empty] | AC | Updated on 10/31/2019
Solid State Lighting | 5 | PLX1PSV5Z7PU | Saylite/Texas Fluorescents Reinvented | Saylite | PLFT415L150W20000LDMV35K | Outdoor Luminaires | High Output | Outdoor Pole/Arm-Mounted Area and Roadway Luminaires |  |  |  | Standard | [16 empty] | 2017-11-02 | Yes | Continuous Dimming to 10% or below | [23 empty] | IIILHE | [10 empty] | 18500 | 123 | 150 | 5 | 0.9 | 3500 | 70 | [13 empty] | No | [9 empty] | AC | qualified only dark bronze without motion sensor, photocell, and mounting options, Updated on 11/29/2018, Updated on 10/31/2019
Solid State Lighting | 5 | PLX1WMGDX4W5 | Saylite/Texas Fluorescents Reinvented | Saylite | (SS)HBG48LFRD132W16500LDMV50K(all options except WG) | Indoor Luminaires | High-Bay | High-Bay Luminaires for Commercial and Industrial Buildings |  |  |  | Standard | [16 empty] | 2018-10-24 | Yes | Continuous Dimming to 10% or below | [23 empty] | VVVXGA | [10 empty] | 16125 | 122.167 | 132 | 15 | 0.945 | 5000 | 84 | [13 empty] | No | [9 empty] | AC | Updated on 10/31/2019
Solid State Lighting | 5.1 | PLX6JGQ6 | Saylite/Texas Fluorescents Reinvented | Saylite | CITE96LRFY108WDMV35K | Indoor Luminaires | Linear Ambient | Direct Linear Ambient Luminaires |  |  |  | Standard | [16 empty] | 2021-04-28 | Yes | Continuous Dimming to 10% or below | Energy Monitoring, High-end Trim, Autani Energy Center, Avi-on, Douglas Dialog, Enlighted IOT System, Lutron- Vive, McWoing TruBlu, Nedap Luxon, Signify Easysense | Daylight Sensor, Occupancy Sensor, Multifunction Sensor, Integral Sensor Receptacle | 0-10V Analog,DALI,DMX | Zigbee, Bluetooth, Wifi | No | No | Yes | Yes | Yes | Yes | Autani Energy Center, Avi-on, Douglas Dialog, Enlighted IOT System, Lutron- Vive, McWoing TruBlu, Nedap Luxon, Signify Easysense | Yes | Yes | No | Yes | Yes | Yes | No | No | Yes | Yes | Yes |  | BBBFSF | [10 empty] | 14839.1 | 140.922 | 105.3 | 9.5 | 0.902 | 3500 | 84 | 10 | 84 | 98 | -11 | 8 | 8.0 ft |  |  |  | No | No | No | No | No | [9 empty] | AC |  | 120 | 277 |  |  | 14839.1 | 105.3
Solid State Lighting | 5 | PLX7FX7YNVF1 | Saylite/Texas Fluorescents Reinvented | Saylite | HBG24LD175W23500LDMV50K | Indoor Luminaires | High-Bay | High-Bay Luminaires for Commercial and Industrial Buildings |  |  |  | Premium | [16 empty] | 2018-12-19 | Yes | Continuous Dimming to 10% or below | [23 empty] | ZZZCIO | [10 empty] | 24420 | 139.543 | 175 | 11.6 | 0.97 | 5000 | 84 | [13 empty] | No | [9 empty] | AC | Updated on 10/31/2019
Solid State Lighting | 5 | PLX7OQFGVX04 | Saylite/Texas Fluorescents Reinvented | Saylite | LPLINFR96LF120W13800LDMV35KWH | Indoor Luminaires | Linear Ambient | Direct Linear Ambient Luminaires |  |  |  | Standard | [16 empty] | 2018-06-22 | Yes | Continuous Dimming to 10% or below | [23 empty] | IIIMDQ | [10 empty] | 13390 | 113.09 | 118.4 | 4.6 | 1 | 3500 | 84 |  |  |  |  | 8 | [8 empty] | No | [9 empty] | AC | Updated on 10/31/2019
Solid State Lighting | 5 | PLX97HB28RAZ | Saylite/Texas Fluorescents Reinvented | Saylite | (SS)HBG48LFRD215W27000LDHV40K(all options except WG) | Indoor Luminaires | High-Bay | High-Bay Luminaires for Commercial and Industrial Buildings |  |  |  | Standard | [16 empty] | 2018-10-24 | Yes | Continuous Dimming to 10% or below | [23 empty] | VVVXGA | [10 empty] | 27730 | 128.977 | 215 | 16.1 | 0.898 | 4000 | 84 | [13 empty] | No | [9 empty] | AC | Updated on 10/31/2019
Solid State Lighting | 5 | PLXBCOTUVH4H | Saylite/Texas Fluorescents Reinvented | Saylite | LPLINFR96LF120W13800LDMV40KWH | Indoor Luminaires | Linear Ambient | Direct Linear Ambient Luminaires |  |  |  | Standard | [16 empty] | 2018-06-22 | Yes | Continuous Dimming to 10% or below | [23 empty] | IIIMDQ | [10 empty] | 13800 | 116.55 | 118.4 | 4.6 | 1 | 4000 | 84 |  |  |  |  | 8 | 8.0 ft | [7 empty] | No | [9 empty] | AC | Updated on 10/31/2019
Solid State Lighting | 5 | PLXCJ8POHGDI | Saylite/Texas Fluorescents Reinvented | Fleco | PPF15L200W26000LDMV50K[BLANK,BK,GY,WH][Blank,PC][Blank,FSP211L2,FSP211L3,FSP211L7,FSP212DL2,FSP212DL3,FSP212DL7][BLANK,SW,WM] | Outdoor Luminaires | High Output | Outdoor Pole/Arm-Mounted Area and Roadway Luminaires |  |  |  | Premium | [16 empty] | 2018-09-19 | Yes | Continuous Dimming to 10% or below | [23 empty] | VVVXAP | [10 empty] | 26200 | 131 | 200 | 15 | 0.9 | 5000 | 70 | [13 empty] | No | [9 empty] | AC
Solid State Lighting | 5 | PLXD5B1CFSAQ | Saylite/Texas Fluorescents Reinvented | Saylite | LXT22LZ20W2450LDMV35K | Indoor Luminaires | Troffer | 2x2 Luminaires for Ambient Lighting of Interior Commercial Spaces |  |  |  | Standard | [16 empty] | 2018-06-22 | Not Yet Verified | Continuous Dimming to 10% or below | [23 empty] | IIIMDR | [10 empty] | 2410 | 119.53 | 20.16 | 13.4 | 0.984 | 3500 | 83 | [13 empty] | No | [9 empty] | AC | Updated on 10/31/2019
Solid State Lighting | 5 | PLXEBS3V5THR | Saylite/Texas Fluorescents Reinvented | Saylite | (SS)HBG48LD104W15000LDHV35K(all options except WG) | Indoor Luminaires | High-Bay | High-Bay Luminaires for Commercial and Industrial Buildings |  |  | TRUE | Premium |  |  | 15312 | 143.8 | 106.5 | 16.1 | 0.898 | 3510 | 84 | [5 empty] | 5 | 50000 | 2018-10-24 | Yes | Continuous Dimming to 10% or below | [23 empty] | VVVXGA | [10 empty] | 15310 | 143.7 | 106.5 | 16.1 | 0.898 | 3500 | 84 | [13 empty] | No | [9 empty] | AC | Updated on 10/31/2019
Solid State Lighting | 5 | PLXGU3VVSW3L | Saylite/Texas Fluorescents Reinvented | Saylite | 209A48LV37W4500LDMV35K | Indoor Luminaires | Linear Ambient | Direct Linear Ambient Luminaires |  |  |  | Standard | [16 empty] | 2018-06-22 | Yes | Continuous Dimming to 10% or below | [23 empty] | IIIMDN | [10 empty] | 4371.53 | 118.15 | 37 | 8.4 | 1 | 3500 | 83 |  |  |  |  | 4 | 4.0 ft | [7 empty] | No | [9 empty] | AC | Updated on 10/31/2019
Solid State Lighting | 5 | PLXOC8HOHI3D | Saylite/Texas Fluorescents Reinvented | Saylite | CITE96LRFV74W9200LLBDMV50K(MDB3,MDT4,MDT4W) | Indoor Luminaires | Linear Ambient | Direct Linear Ambient Luminaires |  |  |  | Standard | [16 empty] | 2018-06-22 | Yes | Continuous Dimming to 10% or below | [23 empty] | IIIMDP | [10 empty] | 9560 | 129 | 74 | 8.4 | 1 | 3000 | 83 |  |  |  |  | 8 |  | TRUE | [6 empty] | No | [9 empty] | AC | Updated on 03/29/2019, Updated on 10/31/2019
Solid State Lighting | 5 | PLXQXENOSUW1 | Saylite/Texas Fluorescents Reinvented | Saylite | HBIHO24L325W45500LDMV40K | Indoor Luminaires | High-Bay | High-Bay Luminaires for Commercial and Industrial Buildings |  |  |  | Premium | [16 empty] | 2017-10-24 | No | Continuous Dimming to 10% or below | [23 empty] | ZZZBBT | [10 empty] | 44512 | 139.1 | 320 | 8.5 | 0.96 | 4000 | 82 | [13 empty] | No | [9 empty] | AC | Updated on 10/31/2019
Solid State Lighting | 5 | PLXRPE0M8Z33 | Saylite/Texas Fluorescents Reinvented | Saylite | HBG24LD75W10500LDMV50K | Indoor Luminaires | High-Bay | High-Bay Luminaires for Commercial and Industrial Buildings |  |  |  | Premium | [16 empty] | 2018-12-19 | Yes | Continuous Dimming to 10% or below | [23 empty] | ZZZCIO | [10 empty] | 10565 | 144.528 | 73.1 | 11.6 | 0.971 | 5000 | 84 | [13 empty] | No | [9 empty] | AC | Updated on 10/31/2019
Solid State Lighting | 5 | PLXVZ7EFGTAW | Saylite/Texas Fluorescents Reinvented | Saylite | LPLINFR48LUF12WD24WDMV35KWH | Indoor Luminaires | Linear Ambient | Direct Linear Ambient Luminaires |  |  |  | Standard | [16 empty] | 2018-06-22 | Yes | Continuous Dimming to 10% or below | [23 empty] | IIIMDQ | [10 empty] | 4655 | 131.87 | 35.3 | 9.9 | 0.97 | 3500 | 84 |  |  |  |  | 4 | 4.0 ft | [7 empty] | No | [9 empty] | AC | Updated on 10/31/2019
Solid State Lighting | 5 | PLXWWYKK99NG | Saylite/Texas Fluorescents Reinvented | Saylite | 4RB (421 or 501) F30W4300LDMV40K | Indoor Retrofit Kit | Linear Ambient | Retrofit Kits for Direct Linear Ambient Luminaires | General Purpose |  |  | Standard | [16 empty] | 2018-10-08 | Yes | Continuous Dimming to 10% or below | [23 empty] | VVVXDX | [10 empty] | 4313 | 143.77 | 30 | 8.8 | 0.939 | 4000 | 84 |  |  |  |  | 4 | 4.0 ft | [7 empty] | No | [9 empty] | AC | Updated on 10/31/2019
Solid State Lighting | 5 | PLXZ3CTRUN5L | Saylite/Texas Fluorescents Reinvented | Saylite | S24LV22W2800LDMV30K | Indoor Luminaires | Linear Ambient | Direct Linear Ambient Luminaires |  |  |  | Standard | [16 empty] | 2018-06-22 | Yes | Continuous Dimming to 10% or below | [23 empty] | IIIMDO | [10 empty] | 2618.2 | 122.86 | 21.31 | 9.9 | 1 | 3000 | 82 |  |  |  |  | 2 | 2.0 ft | TRUE | [6 empty] | No | [9 empty] | AC | Updated on 10/31/2019
Solid State Lighting | 5 | PLXZOOOJ94DT | Saylite/Texas Fluorescents Reinvented | Saylite | S48LFRV37W5000LDMV50K | Indoor Luminaires | Linear Ambient | Direct Linear Ambient Luminaires |  |  |  | Standard | [16 empty] | 2018-06-22 | Yes | Continuous Dimming to 10% or below | [23 empty] | IIIMDO | [10 empty] | 4766.03 | 128.81 | 37 | 8.7 | 0.99 | 5000 | 83 |  |  |  |  | 4 | [8 empty] | No | [9 empty] | AC | Updated on 10/31/2019
Solid State Lighting | 5 | PLY0FB7BDF7F | Saylite/Texas Fluorescents Reinvented | Saylite | C48LV37W5000LDMV35K | Indoor Luminaires | Linear Ambient | Direct Linear Ambient Luminaires |  |  |  | Standard | [16 empty] | 2018-06-22 | Yes | Continuous Dimming to 10% or below | [23 empty] | IIIMDO | [10 empty] | 4870.01 | 131.62 | 37 | 8.4 | 1 | 3500 | 82 |  |  |  |  | 4 | 4.0 ft | [7 empty] | No | [9 empty] | AC | Updated on 10/31/2019
Solid State Lighting | 5 | PLY0I8CWOCE0 | Saylite/Texas Fluorescents Reinvented | Saylite | LXT22LZ36W4200LDMV35K | Indoor Luminaires | Troffer | 2x2 Luminaires for Ambient Lighting of Interior Commercial Spaces |  |  |  | Standard | [16 empty] | 2018-06-22 | Not Yet Verified | Continuous Dimming to 10% or below | [23 empty] | IIIMDR | [10 empty] | 4115 | 114.06 | 36.08 | 7.2 | 0.995 | 3500 | 83 | [13 empty] | No | [9 empty] | AC | Updated on 10/31/2019
Solid State Lighting | 5 | PLY3BEO8Q5KL | Saylite/Texas Fluorescents Reinvented | Saylite | LPLINFR48LF24W3000LDMV35KWH | Indoor Luminaires | Linear Ambient | Direct Linear Ambient Luminaires |  |  |  | Standard | [16 empty] | 2018-06-22 | Yes | Continuous Dimming to 10% or below | [23 empty] | IIIMDQ | [10 empty] | 2935 | 128.7 | 22.81 | 8.1 | 0.99 | 3500 | 84 |  |  |  |  | 4 | 4.0 ft | [7 empty] | No | [9 empty] | AC | Updated on 10/31/2019
Solid State Lighting | 5 | PLY68IL844KZ | Saylite/Texas Fluorescents Reinvented | Saylite | 8RB (421 or 501) F70W9800LDMV50K | Indoor Retrofit Kit | Linear Ambient | Retrofit Kits for Direct Linear Ambient Luminaires | General Purpose |  |  | Standard | [16 empty] | 2018-10-08 | Yes | Continuous Dimming to 10% or below | [23 empty] | VVVXDX | [10 empty] | 10138 | 144.83 | 70 | 8.8 | 0.939 | 5000 | 83 |  |  |  |  | 8 | 8.0 ft | [7 empty] | No | [9 empty] | AC | Updated on 10/31/2019
Solid State Lighting | 5 | PLY6SEEIN4DD | Saylite/Texas Fluorescents Reinvented | Saylite | S96LFRV74W10050LDMV40K | Indoor Luminaires | Low-Bay | Low-Bay Luminaires for Commercial and Industrial Buildings |  |  |  | Standard | [16 empty] | 2018-06-22 | Yes | Continuous Dimming to 10% or below | [23 empty] | IIIMDO | [10 empty] | 9369.14 | 126.61 | 74 | 8.7 | 0.99 | 4000 | 83 | [13 empty] | No | [9 empty] | AC | Updated on 10/31/2019
Solid State Lighting | 5 | PLY9EUMTCOK7 | Saylite/Texas Fluorescents Reinvented | Saylite | (SS)HBG48LFRD215W27000LDHV50K(all options except WG) | Indoor Luminaires | High-Bay | High-Bay Luminaires for Commercial and Industrial Buildings |  |  |  | Standard | [16 empty] | 2018-10-24 | Yes | Continuous Dimming to 10% or below | [23 empty] | VVVXGA | [10 empty] | 28010 | 130.27 | 215 | 16.1 | 0.898 | 5000 | 84 | [13 empty] | No | [9 empty] | AC | Updated on 10/31/2019
Solid State Lighting | 5 | PLYHWHE3JQ6U | Saylite/Texas Fluorescents Reinvented | Saylite | LPLINFR48LF48W5900LDMV30KWH | Indoor Luminaires | Linear Ambient | Direct Linear Ambient Luminaires |  |  |  | Standard | [16 empty] | 2018-06-22 | Yes | Continuous Dimming to 10% or below | [23 empty] | IIIMDQ | [10 empty] | 5660 | 117.9 | 48 | 4.6 | 1 | 3000 | 84 |  |  |  |  | 4 |  | TRUE | [6 empty] | No | [9 empty] | AC | Updated on 10/31/2019
Solid State Lighting | 5 | PLYJRZLZQ00H | Saylite/Texas Fluorescents Reinvented | Saylite | LPLINFR96LUF32WD64WDMV50KWH | Indoor Luminaires | Linear Ambient | Direct Linear Ambient Luminaires |  |  |  | Standard | [16 empty] | 2018-06-22 | Yes | Continuous Dimming to 10% or below | [23 empty] | IIIMDQ | [10 empty] | 13320 | 138.75 | 96 | 9.9 | 0.97 | 5000 | 83 |  |  |  |  | 8 | 8.0 ft | [7 empty] | No | [9 empty] | AC | Updated on 10/31/2019
Solid State Lighting | 5 | PLYK7RRD210L | Saylite/Texas Fluorescents Reinvented | Saylite | 4RB (421 or 501) F48W6500LDMV40K | Indoor Retrofit Kit | Linear Ambient | Retrofit Kits for Direct Linear Ambient Luminaires | General Purpose |  |  | Standard | [16 empty] | 2018-10-08 | Yes | Continuous Dimming to 10% or below | [23 empty] | VVVXDX | [10 empty] | 6559 | 136.65 | 48 | 8.8 | 0.939 | 4000 | 84 |  |  |  |  | 4 | 4.0 ft | [7 empty] | No | [9 empty] | AC | Updated on 10/31/2019
Solid State Lighting | 5 | PLYLHCG1HVCP | Saylite/Texas Fluorescents Reinvented | Saylite | (SS)HBG48LD355W50000LDHV50K(all options except WG) | Indoor Luminaires | High-Bay | High-Bay Luminaires for Commercial and Industrial Buildings |  |  |  | Premium | [16 empty] | 2018-10-24 | Yes | Continuous Dimming to 10% or below | [23 empty] | VVVXGA | [10 empty] | 48910 | 138.474 | 353.2 | 16.1 | 0.898 | 5000 | 84 | [13 empty] | No | [9 empty] | AC | Updated on 10/31/2019
Solid State Lighting | 5 | PLYM057W108R | Saylite/Texas Fluorescents Reinvented | Saylite | S96LFRV74W10050LDMV35K | Indoor Luminaires | Linear Ambient | Direct Linear Ambient Luminaires |  |  |  | Standard | [16 empty] | 2018-06-22 | Yes | Continuous Dimming to 10% or below | [23 empty] | IIIMDO | [10 empty] | 9058.9 | 122.42 | 74 | 8.7 | 0.99 | 3500 | 83 |  |  |  |  | 8 | [8 empty] | No | [9 empty] | AC | Updated on 10/31/2019
Solid State Lighting | 5 | PLYMX48P | Saylite/Texas Fluorescents Reinvented | Fleco Industries | HILFR48LX200W30000LDMV50Koooo (except WG) | Indoor Luminaires | High-Bay | High-Bay Luminaires for Commercial and Industrial Buildings |  |  |  | Premium | [16 empty] | 2020-06-23 | Yes | Continuous Dimming to 10% or below | [23 empty] | TTTVRK | [10 empty] | 29914.9 | 149.574 | 200 | 8.45 | 0.978 | 5000 | 83 | [13 empty] | No | [9 empty] | AC |  | 120 | 277 |  |  | 29914.9 | 200
Solid State Lighting | 5.1 | PLYOP3PL | Saylite/Texas Fluorescents Reinvented | Saylite | C24LFRY20WD(D,G,DALI,DEXAL,SR)MV30Koooo | Indoor Luminaires | Linear Ambient | Direct Linear Ambient Luminaires |  |  |  | Standard | [16 empty] | 2021-09-30 | Yes | Continuous Dimming to 10% or below | LLLC,Energy Monitoring,High End Trim | Multifunction Sensor, Sensor Receptacle, Daylight Sensing, Occupancy Sensing | 0-10V Analog, DALI, DMX, Phase Cut | Zigbee,Bluetooth,WiFi | No | No | Yes | Yes | Yes | Yes | Autani Energy Center, Avi-on, Douglas Dialog, Enlighted IOT System, Lutron- Vive, McWoing TruBlu, Nedap Luxon, Signify Easysense | Yes | Yes | No | Yes | Yes | Yes | Yes | No | Yes | Yes | Yes | No | RRRWGM | [10 empty] | 2805 | 140.24 | 20 | 13.4 | 0.904 | 3000 | 84 | 10 | 84 | 98 | -10 | 2 |  |  |  |  | No | No | No | No | No | [9 empty] | AC |  | 120 | 277 |  |  | 2805 | 20
Solid State Lighting | 5 | PLYURVIQ551Y | Saylite/Texas Fluorescents Reinvented | Saylite | (SS)HBG48LFRD132W16500LDHV35K(all options except WG) | Indoor Luminaires | High-Bay | High-Bay Luminaires for Commercial and Industrial Buildings |  |  |  | Standard | [16 empty] | 2018-10-24 | Yes | Continuous Dimming to 10% or below | [23 empty] | VVVXGA | [10 empty] | 16130 | 121.271 | 133 | 13.9 | 0.926 | 3500 | 84 | [13 empty] | No | [9 empty] | AC | Updated on 10/31/2019
Solid State Lighting | 5 | PLYYL2VI8EUL | Saylite/Texas Fluorescents Reinvented | Saylite | LXT22LZ36W4200LDMV40K | Indoor Luminaires | Troffer | 2x2 Luminaires for Ambient Lighting of Interior Commercial Spaces |  |  |  | Standard | [16 empty] | 2018-06-22 | Not Yet Verified | Continuous Dimming to 10% or below | [23 empty] | IIIMDR | [10 empty] | 4190 | 116.13 | 36.08 | 7.2 | 0.995 | 4000 | 83 | [13 empty] | No | [9 empty] | AC | Updated on 10/31/2019
Solid State Lighting | 5 | PLZ226MC0Q5J | Saylite/Texas Fluorescents Reinvented | Fleco | PPF23L300W39000LDMV40K[BLANK,BK,GY,WH][Blank,PC][Blank,FSP211L2,FSP211L3,FSP211L7,FSP212DL2,FSP212DL3,FSP212DL7][BLANK,SW,WM] | Outdoor Luminaires | Very High Output | Outdoor Pole/Arm-Mounted Area and Roadway Luminaires |  |  | TRUE | Premium |  |  | 39495 | 131.07 | 301.3 | 10.4 | 0.952 | 4082 | 73.6 | [5 empty] | 5 | 50000 | 2018-09-19 | Yes | Continuous Dimming to 10% or below | [23 empty] | VVVXAR | [10 empty] | 39000 | 130 | 300 | 15 | 0.9 | 4000 | 70 | [13 empty] | No | [9 empty] | AC
Solid State Lighting | 5 | PLZ3ALLSI3IA | Saylite/Texas Fluorescents Reinvented | Saylite | (SS)HBG48LD175W25000LDHV35K(all options except WG) | Indoor Luminaires | High-Bay | High-Bay Luminaires for Commercial and Industrial Buildings |  |  |  | Premium | [16 empty] | 2018-10-24 | Yes | Continuous Dimming to 10% or below | [23 empty] | VVVXGA | [10 empty] | 23285 | 133.063 | 175 | 13 | 0.952 | 3500 | 84 | [13 empty] | No | [9 empty] | AC | Updated on 10/31/2019
Solid State Lighting | 5 | PLZ56RNMDI9P | Saylite/Texas Fluorescents Reinvented | Saylite | (SS)HBG48LD215W30000LDMV40K(all options except WG) | Indoor Luminaires | High-Bay | High-Bay Luminaires for Commercial and Industrial Buildings |  |  |  | Premium | [16 empty] | 2018-10-24 | Yes | Continuous Dimming to 10% or below | [23 empty] | VVVXGA | [10 empty] | 31845 | 148.126 | 215 | 15 | 0.945 | 4000 | 84 | [13 empty] | No | [9 empty] | AC | Updated on 10/31/2019
Solid State Lighting | 5 | PLZ5CL9YVN4L | Saylite/Texas Fluorescents Reinvented | Saylite | 4RB (421 or 501) F48W6500LDMV30K | Indoor Retrofit Kit | Linear Ambient | Retrofit Kits for Direct Linear Ambient Luminaires | General Purpose |  |  | Standard | [16 empty] | 2018-10-08 | Yes | Continuous Dimming to 10% or below | [23 empty] | VVVXDX | [10 empty] | 6244 | 130.08 | 48 | 8.8 | 0.939 | 3000 | 84 |  |  |  |  | 4 | 4.0 ft | TRUE | [6 empty] | No | [9 empty] | AC | Updated on 10/31/2019
Solid State Lighting | 5 | PLZ6O9B35ITK | Saylite/Texas Fluorescents Reinvented | Saylite | 131A24LV37W4750LDMV30K | Indoor Luminaires | Troffer | 2x4 Luminaires for Ambient Lighting of Interior Commercial Spaces |  |  | TRUE | Standard |  |  | 4376 | 117.3 | 37.3 | 9.9 | 0.939 | 3112 | 82 | [5 empty] | 5 | 60000 | 2018-06-22 | No | Continuous Dimming to 10% or below | [23 empty] | IIIMDM | [10 empty] | 4376 | 117.3 | 37.3 | 9.3 | 0.94 | 3000 | 82 | [6 empty] | TRUE | [6 empty] | No | [9 empty] | AC | Updated on 10/31/2019
Solid State Lighting | 5 | PLZF12PQ | Saylite/Texas Fluorescents Reinvented | Saylite | SOSNFR48LQ23W3300LDMV40KORY | Indoor Luminaires | Linear Ambient | Direct Linear Ambient Luminaires |  |  | TRUE | Premium |  | 120 | 3558 | 148.9 | 23.9 | 13 | 0.87 | 4100 | 83.6 | [5 empty] | 5 | 50000 | 2019-09-10 | No | Continuous Dimming to 10% or below | [23 empty] | AABARK | [10 empty] | 3558 | 148.9 | 23.9 | 13 | 0.87 | 4000 | 84 |  |  |  |  | 4 | 4.0 ft | [7 empty] | No | [9 empty] | AC |  | 120 | 277 |  |  |  | 23.9
Solid State Lighting | 5 | PLZGRHGTFHE3 | Saylite/Texas Fluorescents Reinvented | Saylite | HBG24LFRD75W8500LDMV40K | Indoor Luminaires | Low-Bay | Low-Bay Luminaires for Commercial and Industrial Buildings |  |  |  | Standard | [16 empty] | 2018-12-19 | Yes | Continuous Dimming to 10% or below | [23 empty] | ZZZCIO | [10 empty] | 8470 | 116.187 | 72.9 | 11.6 | 0.97 | 4000 | 84 | [13 empty] | No | [9 empty] | AC | Updated on 10/31/2019
Solid State Lighting | 5 | PLZGXPT6XI53 | Saylite/Texas Fluorescents Reinvented | Fleco | PPF23L300W39000LDMV50K[BLANK,BK,GY,WH][Blank,PC][Blank,FSP211L2,FSP211L3,FSP211L7,FSP212DL2,FSP212DL3,FSP212DL7][BLANK,SW,WM] | Outdoor Luminaires | Very High Output | Outdoor Pole/Arm-Mounted Area and Roadway Luminaires |  |  |  | Premium | [16 empty] | 2018-09-19 | Yes | Continuous Dimming to 10% or below | [23 empty] | VVVXAR | [10 empty] | 39300 | 131 | 300 | 15 | 0.9 | 5000 | 70 | [13 empty] | No | [9 empty] | AC
Solid State Lighting | 5 | PLZJE288YJII | Saylite/Texas Fluorescents Reinvented | Saylite | 4RB (421 or 501) F30W4300LDMV35K | Indoor Retrofit Kit | Linear Ambient | Retrofit Kits for Direct Linear Ambient Luminaires | General Purpose |  |  | Standard | [16 empty] | 2018-10-08 | Yes | Continuous Dimming to 10% or below | [23 empty] | VVVXDX | [10 empty] | 4175 | 139.17 | 30 | 8.8 | 0.939 | 3500 | 84 |  |  |  |  | 4 | 4.0 ft | [7 empty] | No | [9 empty] | AC | Updated on 10/31/2019
Solid State Lighting | 5 | PLZNBC9ZPJ12 | Saylite/Texas Fluorescents Reinvented | Saylite | 8RB (421 or 501) F97W13100LDMV50K | Indoor Retrofit Kit | Linear Ambient | Retrofit Kits for Direct Linear Ambient Luminaires | General Purpose |  |  | Standard | [16 empty] | 2018-10-08 | Yes | Continuous Dimming to 10% or below | [23 empty] | VVVXDX | [10 empty] | 13510 | 140.73 | 96 | 8.8 | 0.939 | 5000 | 83 |  |  |  |  | 8 | 8.0 ft | [7 empty] | No | [9 empty] | AC | Updated on 10/31/2019
Solid State Lighting | 5 | PLZNG9R045NJ | Saylite/Texas Fluorescents Reinvented | Saylite | LXT24LZ45W5800LDMV35K(EM) | Indoor Luminaires | Troffer | 2x4 Luminaires for Ambient Lighting of Interior Commercial Spaces |  |  |  | Standard | [16 empty] | 2018-06-22 | Yes | Continuous Dimming to 10% or below | [23 empty] | IIIMDS | [10 empty] | 5720 | 127 | 45 | 8.05 | 0.988 | 3500 | 83 | [13 empty] | No | [9 empty] | AC | Updated on 10/31/2019
Solid State Lighting | 5 | PLZQWKMXN46S | Saylite/Texas Fluorescents Reinvented | Saylite | S48LV37W5000LDMV50K | Indoor Luminaires | Low-Bay | Low-Bay Luminaires for Commercial and Industrial Buildings |  |  |  | Standard | [16 empty] | 2018-06-22 | Yes | Continuous Dimming to 10% or below | [23 empty] | IIIMDO | [10 empty] | 5124.38 | 138.5 | 37 | 8.4 | 1 | 5000 | 82 | [13 empty] | No | [9 empty] | AC | Updated on 10/31/2019
Solid State Lighting | 5 | PLZTT78CCJNT | Saylite/Texas Fluorescents Reinvented | Saylite | LPLINFR96LUF60WD120WDMV35KWH | Indoor Luminaires | Linear Ambient | Direct Linear Ambient Luminaires |  |  |  | Standard | [16 empty] | 2018-06-22 | Yes | Continuous Dimming to 10% or below | [23 empty] | IIIMDQ | [10 empty] | 20880 | 116 | 180 | 9.9 | 0.97 | 3500 | 84 |  |  |  |  | 8 | 8.0 ft | [7 empty] | No | [9 empty] | AC | Updated on 10/31/2019
Solid State Lighting | 5 | PLZZKIMDM8QQ | Saylite/Texas Fluorescents Reinvented | Saylite | (SS)HBG48LD132W20000LDMV40K(all options except WG) | Indoor Luminaires | High-Bay | High-Bay Luminaires for Commercial and Industrial Buildings |  |  |  | Premium | [16 empty] | 2018-10-24 | Yes | Continuous Dimming to 10% or below | [23 empty] | VVVXGA | [10 empty] | 19015 | 144.053 | 132 | 8.16 | 0.967 | 4000 | 84 | [13 empty] | No | [9 empty] | AC | Updated on 10/31/2019
Solid State Lighting | 5 | PM1JUGS2 | Saylite/Texas Fluorescents Reinvented | Saylite | CBF22LF28W3200LDMV30K | Indoor Luminaires | Troffer | 2x2 Luminaires for Ambient Lighting of Interior Commercial Spaces |  |  | TRUE | Standard |  |  | 3203.4 | 119.8 | 26.73 | 8.6 | 0.95 | 3113 | 83 | [5 empty] | 5 | 50000 | 2017-02-03 | Yes | Continuous Dimming to 10% or below | [23 empty] | YYYBKZ | [10 empty] | 3203.4 | 119.84 | 26.73 | 7.9 | 0.99 | 3000 | 83 | [6 empty] | TRUE | [6 empty] | No | [9 empty] | AC | Updated on 10/31/2019
Solid State Lighting | 5.1 | PM1JYWKB | Saylite/Texas Fluorescents Reinvented | Saylite | (SS,SV,SD,SM)UCLL14LY20W(D,G,DALI,DEXAL,SR)(MV or 120)40Koooo | Indoor Luminaires | Troffer | 1x4 Luminaires for Ambient Lighting of Interior Commercial Spaces |  |  |  | Premium | [16 empty] | 2021-07-29 | Yes | Continuous Dimming to 10% or below | Autani Energy Center, Avi-on, Douglas Dialog, Enlighted IOT System, Lutron- Vive, McWoing TruBlu, Nedap Luxon, Signify Easysense | Multifunction Sensor,Sensor Receptacle,Daylight Sensor,Occupancy Sensing | 0-10V Analog,DALI,DMX | Zigbee,Bluetooth,WiFi | No | No | Yes | Yes | Yes | Yes | Autani Energy Center, Avi-on, Douglas Dialog, Enlighted IOT System, Lutron- Vive, McWoing TruBlu, Nedap Luxon, Signify Easysense | No | No | No | Yes | Yes | Yes | No |  | Yes | Yes | Yes | No | JJJOWA | [10 empty] | 2850.38 | 142.519 | 20 | 9.1 | 0.911 | 4000 | 83 | 8 | 83 | 98 | -11 | [5 empty] | No | No | No | No | No | [9 empty] | AC |  | 120 | 277 |  |  | 2850.38 | 20
Solid State Lighting | 5.1 | PM1M3TEK | Saylite/Texas Fluorescents Reinvented | Saylite | 207A248LY50WDMV50Koooo | Indoor Luminaires | Linear Ambient | Direct Linear Ambient Luminaires |  |  |  | Standard | [16 empty] | 2021-11-02 | No | Continuous Dimming to 10% or below | No Control Capability | No Sensor | 0-10V Analog | No Wireless Protocol | No | No | No | No | No | No |  | No | No | No | Yes | No | No | No | No | No | No | No | No | VVVZVR | [10 empty] | 7844 | 156.88 | 50 | 13.2 | 0.898 | 5000 | 84 | 13 | 82 | 96 | -12 | 4 | 4.0 ft |  |  |  | No | No | No | No | No | [9 empty] | AC |  | 120 | 277 |  |  | 7844 | 50
Solid State Lighting | 5.1 | PM2868OQ | Saylite/Texas Fluorescents Reinvented | Saylite | S48LFRY45WD(D,G,DALI,DEXAL,SR)MV40Koooo | Indoor Luminaires | Linear Ambient | Direct Linear Ambient Luminaires |  |  |  | Standard | [16 empty] | 2021-09-30 | Yes | Continuous Dimming to 10% or below | LLLC,Energy Monitoring,High End Trim | Multifunction Sensor, Sensor Receptacle, Daylight Sensing, Occupancy Sensing | 0-10V Analog, DALI, DMX, Phase Cut | Zigbee,Bluetooth,WiFi | No | No | Yes | Yes | Yes | Yes | Autani Energy Center, Avi-on, Douglas Dialog, Enlighted IOT System, Lutron- Vive, McWoing TruBlu, Nedap Luxon, Signify Easysense | Yes | Yes | No | Yes | Yes | Yes | Yes | No | Yes | Yes | Yes | No | RRRWGM | [10 empty] | 6805 | 151.21 | 45 | 13.2 | 0.898 | 4000 | 84 | 9 | 83 | 98 | -11 | 4 |  |  |  |  | No | No | No | No | No | [9 empty] | AC |  | 120 | 277 |  |  | 6805 | 45
Solid State Lighting | 5.1 | PM2KWOGI | Saylite/Texas Fluorescents Reinvented | Saylite | 4RB(421 or 501)LY35WD(D,G,DALI,DEXAL,SR)MV30Koooo | Indoor Retrofit Kit | Linear Ambient | Retrofit Kits for Direct Linear Ambient Luminaires | Luminaire Specific |  |  | Standard | [16 empty] | 2021-09-30 | Yes | Continuous Dimming to 10% or below | LLLC,Energy Monitoring,High End Trim | Multifunction Sensor, Sensor Receptacle, Daylight Sensing, Occupancy Sensing | 0-10V Analog, DALI, DMX, Phase Cut | Zigbee,Bluetooth,WiFi | No | No | Yes | Yes | Yes | Yes | Autani Energy Center, Avi-on, Douglas Dialog, Enlighted IOT System, Lutron- Vive, McWoing TruBlu, Nedap Luxon, Signify Easysense | Yes | Yes | No | Yes | Yes | Yes | Yes | No | Yes | Yes | Yes | No | RRRWGM | [10 empty] | 5488 | 156.79 | 35 | 10 | 0.994 | 3000 | 83 | 8 | 83 | 98 | -11 | 4 |  |  |  |  | No | No | No | No | No | [9 empty] | AC |  | 120 | 277 |  |  | 5488 | 35
Solid State Lighting | 5.1 | PM4DM6JG | Saylite/Texas Fluorescents Reinvented | Saylite | CITE48LRFY20WDMV50K | Indoor Luminaires | Linear Ambient | Direct Linear Ambient Luminaires |  |  |  | Standard | [16 empty] | 2021-04-28 | Yes | Continuous Dimming to 10% or below | Energy Monitoring, High-end Trim, Autani Energy Center, Avi-on, Douglas Dialog, Enlighted IOT System, Lutron- Vive, McWoing TruBlu, Nedap Luxon, Signify Easysense | Daylight Sensor, Occupancy Sensor, Multifunction Sensor, Integral Sensor Receptacle | 0-10V Analog,DALI,DMX | Zigbee, Bluetooth, Wifi | No | No | Yes | Yes | Yes | Yes | Autani Energy Center, Avi-on, Douglas Dialog, Enlighted IOT System, Lutron- Vive, McWoing TruBlu, Nedap Luxon, Signify Easysense | Yes | Yes | No | Yes | Yes | Yes | No | No | Yes | Yes | Yes |  | BBBFSF | [10 empty] | 3018.4 | 150.92 | 20 | 9.5 | 0.902 | 5000 | 82 | 11 | 82 | 97 | -12 | 4 | 4.0 ft |  |  |  | No | No | No | No | No | [9 empty] | AC |  | 120 | 277 |  |  | 3018.4 | 20
Solid State Lighting | 5.1 | PM4YF7Q8 | Saylite/Texas Fluorescents Reinvented | Saylite | 2RB(421 or 501)LY20WD(D,G,DALI,DEXAL,SR)MV50Koooo | Indoor Retrofit Kit | Linear Ambient | Retrofit Kits for Direct Linear Ambient Luminaires | Luminaire Specific |  |  | Standard | [16 empty] | 2021-09-30 | Yes | Continuous Dimming to 10% or below | LLLC,Energy Monitoring,High End Trim | Multifunction Sensor, Sensor Receptacle, Daylight Sensing, Occupancy Sensing | 0-10V Analog, DALI, DMX, Phase Cut | Zigbee,Bluetooth,WiFi | No | No | Yes | Yes | Yes | Yes | Autani Energy Center, Avi-on, Douglas Dialog, Enlighted IOT System, Lutron- Vive, McWoing TruBlu, Nedap Luxon, Signify Easysense | Yes | Yes | No | Yes | Yes | Yes | Yes | No | Yes | Yes | Yes | No | RRRWGM | [10 empty] | 3249 | 162.46 | 20 | 13.3 | 0.905 | 5000 | 82 | 11 | 81 | 97 | -12 | 2 |  |  |  |  | No | No | No | No | No | [9 empty] | AC |  | 120 | 277 |  |  | 3249 | 20
Solid State Lighting | 5.1 | PM4ZN1PO | Saylite/Texas Fluorescents Reinvented | Saylite | 8RB(421 or 501)LY80WD(D,G,DALI,DEXAL,SR)MV30Koooo | Indoor Retrofit Kit | Linear Ambient | Retrofit Kits for Direct Linear Ambient Luminaires | Luminaire Specific |  |  | Standard | [16 empty] | 2021-09-30 | Yes | Continuous Dimming to 10% or below | LLLC,Energy Monitoring,High End Trim | Multifunction Sensor, Sensor Receptacle, Daylight Sensing, Occupancy Sensing | 0-10V Analog, DALI, DMX, Phase Cut | Zigbee,Bluetooth,WiFi | No | No | Yes | Yes | Yes | Yes | Autani Energy Center, Avi-on, Douglas Dialog, Enlighted IOT System, Lutron- Vive, McWoing TruBlu, Nedap Luxon, Signify Easysense | Yes | Yes | No | Yes | Yes | Yes | Yes | No | Yes | Yes | Yes | No | RRRWGM | [10 empty] | 12429 | 155.37 | 80 | 10 | 0.994 | 3000 | 83 | 8 | 83 | 98 | -11 | 8 |  |  |  |  | No | No | No | No | No | [9 empty] | AC |  | 120 | 277 |  |  | 12429 | 80
Solid State Lighting | 5.1 | PM6BY7X3 | Saylite/Texas Fluorescents Reinvented | Saylite | C48LY35WD(D,G,DALI,DEXAL,SR)MV50Koooo | Indoor Luminaires | Linear Ambient | Direct Linear Ambient Luminaires |  |  |  | Standard | [16 empty] | 2021-09-30 | Yes | Continuous Dimming to 10% or below | LLLC,Energy Monitoring,High End Trim | Multifunction Sensor, Sensor Receptacle, Daylight Sensing, Occupancy Sensing | 0-10V Analog, DALI, DMX, Phase Cut | Zigbee,Bluetooth,WiFi | No | No | Yes | Yes | Yes | Yes | Autani Energy Center, Avi-on, Douglas Dialog, Enlighted IOT System, Lutron- Vive, McWoing TruBlu, Nedap Luxon, Signify Easysense | Yes | Yes | No | Yes | Yes | Yes | Yes | No | Yes | Yes | Yes | No | RRRWGM | [10 empty] | 5874 | 167.82 | 35 | 10 | 0.994 | 5000 | 82 | 10 | 81 | 97 | -12 | 4 |  |  |  |  | No | No | No | No | No | [9 empty] | AC |  | 120 | 277 |  |  | 5874 | 35
Solid State Lighting | 5.1 | PM6XBYAU | Saylite/Texas Fluorescents Reinvented | Saylite | (SS,SV,SD,SM)UCLL22LY25W(D,G,DALI,DEXAL,SR)(MV or 120)35Koooo | Indoor Luminaires | Troffer | 2x2 Luminaires for Ambient Lighting of Interior Commercial Spaces |  |  |  | Premium | [16 empty] | 2021-07-29 | Yes | Continuous Dimming to 10% or below | Autani Energy Center, Avi-on, Douglas Dialog, Enlighted IOT System, Lutron- Vive, McWoing TruBlu, Nedap Luxon, Signify Easysense | Multifunction Sensor,Sensor Receptacle,Daylight Sensor,Occupancy Sensing | 0-10V Analog,DALI,DMX | Zigbee,Bluetooth,WiFi | No | No | Yes | Yes | Yes | Yes | Autani Energy Center, Avi-on, Douglas Dialog, Enlighted IOT System, Lutron- Vive, McWoing TruBlu, Nedap Luxon, Signify Easysense | No | No | No | Yes | Yes | Yes | No |  | Yes | Yes | Yes | No | JJJOWA | [10 empty] | 3261.06 | 130.442 | 25 | 11.3 | 0.909 | 3500 | 83 | 8 | 83 | 98 | -11 | [5 empty] | No | No | No | No | No | [9 empty] | AC |  | 120 | 277 |  |  | 3261.06 | 25
Solid State Lighting | 5.1 | PM8IQ73J | Saylite/Texas Fluorescents Reinvented | Saylite | 200A248LY40WDMV40Koooo | Indoor Luminaires | Linear Ambient | Direct Linear Ambient Luminaires |  |  |  | Standard | [16 empty] | 2021-11-02 | No | Continuous Dimming to 10% or below | No Control Capability | No Sensor | 0-10V Analog | No Wireless Protocol | No | No | No | No | No | No |  | No | No | No | Yes | No | No | No | No | No | No | No | No | VVVZVR | [10 empty] | 6412 | 160.31 | 40 | 13.2 | 0.898 | 4000 | 84 | 9 | 84 | 97 | -11 | 4 | 4.0 ft |  |  |  | No | No | No | No | No | [9 empty] | AC |  | 120 | 277 |  |  | 6412 | 40
Solid State Lighting | 5 | PM8LRKYF | Saylite/Texas Fluorescents Reinvented | Saylite | UCLL14LJ40W5250LDMV50K | Indoor Luminaires | Troffer | 1x4 Luminaires for Ambient Lighting of Interior Commercial Spaces |  |  |  | Standard | [16 empty] | 2018-07-18 | Not Yet Verified | Continuous Dimming to 10% or below | [23 empty] | ZZZBZX | [10 empty] | 5108.8 | 127.72 | 40 | 14 | 0.89 | 5000 | 82 | [13 empty] | No | [9 empty] | AC | Updated on 10/31/2019
Solid State Lighting | 5 | PMBXJVEK | Saylite/Texas Fluorescents Reinvented | Saylite | RKCB22L36W4680LDMV30K | Indoor Retrofit Kit | Troffer | Integrated Retrofit Kits for 2x2 Luminaires | General Purpose |  | TRUE | Premium |  |  | 4419.2 | 123.37 | 35.82 | 18.6 | 0.9014 | 2899 | 81.4 | [5 empty] | 5 | 50000 | 2016-08-09 | No | Continuous Dimming to 10% or below | [23 empty] | JJJLTA | [10 empty] | 5000 | 135 | 36 | 20 | 0.9 | 3000 | 83.1 | [6 empty] | TRUE | [6 empty] | No | [9 empty] | AC | Updated on 10/31/2019
Solid State Lighting | 5.1 | PMCDIXGT | Saylite/Texas Fluorescents Reinvented | Saylite | 4RB(421 or 501)LY45WD(D,G,DALI,DEXAL,SR)MV35Koooo | Indoor Retrofit Kit | Linear Ambient | Retrofit Kits for Direct Linear Ambient Luminaires | Luminaire Specific |  |  | Standard | [16 empty] | 2021-09-30 | Yes | Continuous Dimming to 10% or below | LLLC,Energy Monitoring,High End Trim | Multifunction Sensor, Sensor Receptacle, Daylight Sensing, Occupancy Sensing | 0-10V Analog, DALI, DMX, Phase Cut | Zigbee,Bluetooth,WiFi | No | No | Yes | Yes | Yes | Yes | Autani Energy Center, Avi-on, Douglas Dialog, Enlighted IOT System, Lutron- Vive, McWoing TruBlu, Nedap Luxon, Signify Easysense | Yes | Yes | No | Yes | Yes | Yes | Yes | No | Yes | Yes | Yes | No | RRRWGM | [10 empty] | 7261 | 161.36 | 45 | 10 | 0.994 | 3500 | 83 | 8 | 83 | 98 | -11 | 4 |  |  |  |  | No | No | No | No | No | [9 empty] | AC |  | 120 | 277 |  |  | 7261 | 45
Solid State Lighting | 5 | PMD1MEQK | Saylite/Texas Fluorescents Reinvented | Saylite | 209A24LF30W3600LDMV30K | Indoor Luminaires | Linear Ambient | Direct Linear Ambient Luminaires |  |  |  | Standard | [16 empty] | 2017-03-24 | Yes | Continuous Dimming to 10% or below | [23 empty] | VAVWHW | [10 empty] | 3569 | 113.3 | 31.5 | 7.84 | 1 | 3000 | 84 |  |  |  |  | 2 | 2.0 ft | TRUE | [6 empty] | No | [9 empty] | AC | Updated on 10/31/2019
Solid State Lighting | 5.1 | PMD7B9BO | Saylite/Texas Fluorescents Reinvented | Saylite | C24LFRY33WD(D,G,DALI,DEXAL,SR)MV40Koooo | Indoor Luminaires | Linear Ambient | Direct Linear Ambient Luminaires |  |  |  | Standard | [16 empty] | 2021-09-30 | Yes | Continuous Dimming to 10% or below | LLLC,Energy Monitoring,High End Trim | Multifunction Sensor, Sensor Receptacle, Daylight Sensing, Occupancy Sensing | 0-10V Analog, DALI, DMX, Phase Cut | Zigbee,Bluetooth,WiFi | No | No | Yes | Yes | Yes | Yes | Autani Energy Center, Avi-on, Douglas Dialog, Enlighted IOT System, Lutron- Vive, McWoing TruBlu, Nedap Luxon, Signify Easysense | Yes | Yes | No | Yes | Yes | Yes | Yes | No | Yes | Yes | Yes | No | RRRWGM | [10 empty] | 4785 | 144.99 | 33 | 9.4 | 0.991 | 4000 | 84 | 9 | 83 | 98 | -11 | 2 |  |  |  |  | No | No | No | No | No | [9 empty] | AC |  | 120 | 277 |  |  | 4785 | 33
Solid State Lighting | 5 | PMDPMRGC | Saylite/Texas Fluorescents Reinvented | Saylite | 24CJ28W3800LW10DMV35K | Indoor Retrofit Kit | Troffer | Linear Retrofit Kits for 2x4 Luminaires | General Purpose |  |  | Standard | [16 empty] | 2018-05-25 | Yes | Continuous Dimming to 10% or below | [23 empty] | LLLBNI | [10 empty] | 3718 | 134.71 | 27.6 | 4.7 | 0.97 | 3500 | 83 | [13 empty] | No | [9 empty] | AC | Updated on 10/31/2019
Solid State Lighting | 5 | PMH5INED | Saylite/Texas Fluorescents Reinvented | Saylite | 131A22LJ35W3900LDMV40K | Indoor Luminaires | Troffer | 2x2 Luminaires for Ambient Lighting of Interior Commercial Spaces |  |  |  | Standard | [16 empty] | 2018-05-25 | Yes | Continuous Dimming to 10% or below | [23 empty] | LLLBNI | [10 empty] | 3892 | 113.469 | 34.3 | 8.2 | 0.95 | 4000 | 82 | [13 empty] | No | [9 empty] | AC | Updated on 10/31/2019
Solid State Lighting | 5.1 | PMITUN83 | Saylite/Texas Fluorescents Reinvented | Saylite | S24LFRY15WD(D,G,DALI,DEXAL,SR)MV35Koooo | Indoor Luminaires | Linear Ambient | Direct Linear Ambient Luminaires |  |  |  | Standard | [16 empty] | 2021-09-30 | Yes | Continuous Dimming to 10% or below | LLLC,Energy Monitoring,High End Trim | Multifunction Sensor, Sensor Receptacle, Daylight Sensing, Occupancy Sensing | 0-10V Analog, DALI, DMX, Phase Cut | Zigbee,Bluetooth,WiFi | No | No | Yes | Yes | Yes | Yes | Autani Energy Center, Avi-on, Douglas Dialog, Enlighted IOT System, Lutron- Vive, McWoing TruBlu, Nedap Luxon, Signify Easysense | Yes | Yes | No | Yes | Yes | Yes | Yes | No | Yes | Yes | Yes | No | RRRWGM | [10 empty] | 2296 | 149.47 | 15.36 | 13.4 | 0.904 | 3500 | 84 | 10 | 84 | 98 | -10 | 2 |  |  |  |  | No | No | No | No | No | [9 empty] | AC |  | 120 | 277 |  |  | 2296 | 15.36
Solid State Lighting | 5.1 | PMIWCYBM | Saylite/Texas Fluorescents Reinvented | Saylite | S24LY33WD(D,G,DALI,DEXAL,SR)MV30Koooo | Indoor Luminaires | Linear Ambient | Direct Linear Ambient Luminaires |  |  |  | Standard | [16 empty] | 2021-09-30 | Yes | Continuous Dimming to 10% or below | LLLC,Energy Monitoring,High End Trim | Multifunction Sensor, Sensor Receptacle, Daylight Sensing, Occupancy Sensing | 0-10V Analog, DALI, DMX, Phase Cut | Zigbee,Bluetooth,WiFi | No | No | Yes | Yes | Yes | Yes | Autani Energy Center, Avi-on, Douglas Dialog, Enlighted IOT System, Lutron- Vive, McWoing TruBlu, Nedap Luxon, Signify Easysense | Yes | Yes | No | Yes | Yes | Yes | Yes | No | Yes | Yes | Yes | No | RRRWGM | [10 empty] | 4843 | 146.75 | 33 | 13.3 | 0.905 | 3000 | 84 | 9 | 84 | 98 | -11 | 2 |  |  |  |  | No | No | No | No | No | [9 empty] | AC |  | 120 | 277 |  |  | 4843 | 33
Solid State Lighting | 5.1 | PMJ042O1 | Saylite/Texas Fluorescents Reinvented | Saylite | 209A48LY30WDMV30Koooo | Indoor Luminaires | Linear Ambient | Direct Linear Ambient Luminaires |  |  |  | Standard | [16 empty] | 2021-11-02 | No | Continuous Dimming to 10% or below | No Control Capability | No Sensor | 0-10V Analog | No Wireless Protocol | No | No | No | No | No | No |  | No | No | No | Yes | No | No | No | No | No | No | No | No | VVVZVR | [10 empty] | 4669 | 152.97 | 30.5 | 9.2 | 0.916 | 3000 | 84 | 9 | 84 | 97 | -11 | 4 | 4.0 ft |  |  |  | No | No | No | No | No | [9 empty] | AC |  | 120 | 277 |  |  | 4669 | 30.5
Solid State Lighting | 5 | PMLFH9Z6 | Saylite/Texas Fluorescents Reinvented | Saylite | ZZ-SER FR 48L T28W3600L DMV 30K WH-YY | Indoor Luminaires | Linear Ambient | Direct Linear Ambient Luminaires |  |  | TRUE | Standard |  | 120 | 3482.3 | 126.4 | 27.55 | 15.32 | 0.928 | 3045 | 82.9 | [5 empty] | 5 |  | 2019-06-25 | Yes | Continuous Dimming to 10% or below | [23 empty] | HHHDIW | [10 empty] | 3482.3 | 126.4 | 27.55 | 11.77 | 0.989 | 3045 | 82.9 |  |  |  |  | 4 | 4.0 ft | TRUE | [6 empty] | No | [9 empty] | AC | Updated on 10/31/2019 | 108 | 305 |  |  | 3482.3 | 27.55
Solid State Lighting | 5.1 | PMMCCV64 | Saylite/Texas Fluorescents Reinvented | Saylite | (SS,SV,SD,SM)CBF22LY33WDMV30Koooo | Indoor Luminaires | Troffer | 2x2 Luminaires for Ambient Lighting of Interior Commercial Spaces |  |  | TRUE | Standard |  | 120 | 3977.9 | 121.5 | 32.74 | 10.5 | 0.99 | 3030 | 83 | 7 | 83 | 97 | -11 | 0.0003 | 5 |  | 2021-07-29 | Yes | Continuous Dimming to 10% or below | Autani Energy Center, Avi-on, Douglas Dialog, Enlighted IOT System, Lutron- Vive, McWoing TruBlu, Nedap Luxon, Signify Easysense | Multifunction Sensor,Sensor Receptacle,Daylight Sensor,Occupancy Sensing | 0-10V Analog | Zigbee,Bluetooth,WiFi | No | No | Yes | Yes | Yes | Yes | Autani Energy Center, Avi-on, Douglas Dialog, Enlighted IOT System, Lutron- Vive, McWoing TruBlu, Nedap Luxon, Signify Easysense | No | No | No | Yes | No | No | No |  | Yes | Yes | Yes | No | JJJOWB | [10 empty] | 3977.9 | 121.5 | 32.74 | 11.3 | 0.909 | 3000 | 83 | 9 | 84 | 97 | -11 | [5 empty] | No | No | No | No | No | [9 empty] | AC |  | 120 | 277 |  |  | 3977.9 | 32.74
Solid State Lighting | 5 | PMNE2WAP | Saylite/Texas Fluorescents Reinvented | Saylite | C48LF32W4050LDMV40K | Indoor Luminaires | Linear Ambient | Direct Linear Ambient Luminaires |  |  |  | Standard | [16 empty] | 2015-12-07 | Not Yet Verified | Continuous Dimming to 10% or below | [23 empty] | KKKYLT | [10 empty] | 4050 | 126 | 32 | 5.65 | 0.996 | 4000 | 83 | [13 empty] | No | [9 empty] | AC | Updated on 10/31/2019
Solid State Lighting | 5 | PMNXSO32 | Saylite/Texas Fluorescents Reinvented | Fleco Industries | HIL24LX100W15000LDMV30Koooo (except WG) | Indoor Luminaires | High-Bay | High-Bay Luminaires for Commercial and Industrial Buildings |  |  |  | Premium | [16 empty] | 2020-06-23 | Yes | Continuous Dimming to 10% or below | [23 empty] | TTTVRK | [10 empty] | 15330 | 153.3 | 100 | 9.45 | 0.966 | 3000 | 83 | [13 empty] | No | [9 empty] | AC |  | 120 | 277 |  |  | 15330 | 100
Solid State Lighting | 5.1 | PMNYX4XV | Saylite/Texas Fluorescents Reinvented | Saylite | (SS,SV,SD,SM)UCLL14LY15W(D,G,DALI,DEXAL,SR)(MV or 120)30Koooo | Indoor Luminaires | Troffer | 1x4 Luminaires for Ambient Lighting of Interior Commercial Spaces |  |  | TRUE | Premium |  | 120 | 2088.3 | 136.6 | 15.29 | 9 | 0.911 | 3045 | 83 | 8 | 83 | 98 | -11 | 0.0006 | 5 |  | 2021-07-29 | Yes | Continuous Dimming to 10% or below | Autani Energy Center, Avi-on, Douglas Dialog, Enlighted IOT System, Lutron- Vive, McWoing TruBlu, Nedap Luxon, Signify Easysense | Multifunction Sensor,Sensor Receptacle,Daylight Sensor,Occupancy Sensing | 0-10V Analog,DALI,DMX | Zigbee,Bluetooth,WiFi | No | No | Yes | Yes | Yes | Yes | Autani Energy Center, Avi-on, Douglas Dialog, Enlighted IOT System, Lutron- Vive, McWoing TruBlu, Nedap Luxon, Signify Easysense | No | No | No | Yes | Yes | Yes | No |  | Yes | Yes | Yes | No | JJJOWA | [10 empty] | 2088 | 134.884 | 15.48 | 9.1 | 0.911 | 3000 | 83 | 8 | 83 | 98 | -11 | [5 empty] | No | No | No | No | No | [9 empty] | AC |  | 120 | 277 |  |  | 2088 | 15.48
Solid State Lighting | 5.1 | PMP6ZDHD | Saylite/Texas Fluorescents Reinvented | Saylite | 207A248LY40WDMV40Koooo | Indoor Luminaires | Linear Ambient | Direct Linear Ambient Luminaires |  |  |  | Standard | [16 empty] | 2021-11-02 | No | Continuous Dimming to 10% or below | No Control Capability | No Sensor | 0-10V Analog | No Wireless Protocol | No | No | No | No | No | No |  | No | No | No | Yes | No | No | No | No | No | No | No | No | VVVZVR | [10 empty] | 6412 | 160.31 | 40 | 13.2 | 0.898 | 4000 | 84 | 9 | 84 | 97 | -11 | 4 | 4.0 ft |  |  |  | No | No | No | No | No | [9 empty] | AC |  | 120 | 277 |  |  | 6412 | 40
Solid State Lighting | 5.1 | PMQ033QC | Saylite/Texas Fluorescents Reinvented | Saylite | (SS,SV,SD,SM)UCLL22LY20W(D,G,DALI,DEXAL,SR)(MV or 120)35Koooo | Indoor Luminaires | Troffer | 2x2 Luminaires for Ambient Lighting of Interior Commercial Spaces |  |  |  | Premium | [16 empty] | 2021-07-29 | Yes | Continuous Dimming to 10% or below | Autani Energy Center, Avi-on, Douglas Dialog, Enlighted IOT System, Lutron- Vive, McWoing TruBlu, Nedap Luxon, Signify Easysense | Multifunction Sensor,Sensor Receptacle,Daylight Sensor,Occupancy Sensing | 0-10V Analog,DALI,DMX | Zigbee,Bluetooth,WiFi | No | No | Yes | Yes | Yes | Yes | Autani Energy Center, Avi-on, Douglas Dialog, Enlighted IOT System, Lutron- Vive, McWoing TruBlu, Nedap Luxon, Signify Easysense | No | No | No | Yes | Yes | Yes | No |  | Yes | Yes | Yes | No | JJJOWA | [10 empty] | 2657.69 | 132.884 | 20 | 11.3 | 0.909 | 3500 | 83 | 8 | 83 | 98 | -11 | [5 empty] | No | No | No | No | No | [9 empty] | AC |  | 120 | 277 |  |  | 2657.69 | 20
Solid State Lighting | 5.1 | PMR4BM2M | Saylite/Texas Fluorescents Reinvented | Saylite | 209A96LY80WDMV35Koooo | Indoor Luminaires | Linear Ambient | Direct Linear Ambient Luminaires |  |  |  | Standard | [16 empty] | 2021-11-02 | No | Continuous Dimming to 10% or below | No Control Capability | No Sensor | 0-10V Analog | No Wireless Protocol | No | No | No | No | No | No |  | No | No | No | Yes | No | No | No | No | No | No | No | No | VVVZVR | [10 empty] | 12589 | 157.36 | 80 | 13.2 | 0.898 | 3500 | 84 | 9 | 84 | 97 | -11 | 8 | 8.0 ft |  |  |  | No | No | No | No | No | [9 empty] | AC |  | 120 | 277 |  |  | 12589 | 80
Solid State Lighting | 5 | PMRKJGBE | Saylite/Texas Fluorescents Reinvented | Fleco Industries | HIL24LX100W15000LDMV40Koooo (except WG) | Indoor Luminaires | High-Bay | High-Bay Luminaires for Commercial and Industrial Buildings |  |  |  | Premium | [16 empty] | 2020-06-23 | Yes | Continuous Dimming to 10% or below | [23 empty] | TTTVRK | [10 empty] | 15920 | 159.2 | 100 | 9.45 | 0.966 | 4000 | 83 | [13 empty] | No | [9 empty] | AC |  | 120 | 277 |  |  | 15920 | 100
Solid State Lighting | 5 | PMS277JA | Saylite/Texas Fluorescents Reinvented | Saylite | CRSR96LT60W6900LDMVxxx30K | Indoor Luminaires | Linear Ambient | Direct Linear Ambient Luminaires |  |  |  | Standard | [16 empty] | 2017-06-12 | Yes | Continuous Dimming to 10% or below | [23 empty] | EAEEZR | [10 empty] | 7058 | 119.22 | 59.2 | 12 | 0.93 | 3000 | 84 |  |  |  |  | 8 | 8.0 ft | TRUE | [6 empty] | No | [9 empty] | AC | Updated on 10/31/2019
Solid State Lighting | 5.1 | PMSH8UU0 | Saylite/Texas Fluorescents Reinvented | Saylite | RKCIT48LY15WDMV35K | Indoor Retrofit Kit | Linear Ambient | Retrofit Kits for Direct Linear Ambient Luminaires | Luminaire Specific |  |  | Standard | [16 empty] | 2021-04-28 | Yes | Continuous Dimming to 10% or below | Energy Monitoring, High-end Trim, Autani Energy Center, Avi-on, Douglas Dialog, Enlighted IOT System, Lutron- Vive, McWoing TruBlu, Nedap Luxon, Signify Easysense | Daylight Sensor, Occupancy Sensor, Multifunction Sensor, Integral Sensor Receptacle | 0-10V Analog,DALI,DMX | Zigbee, Bluetooth, Wifi | No | No | Yes | Yes | Yes | Yes | Autani Energy Center, Avi-on, Douglas Dialog, Enlighted IOT System, Lutron- Vive, McWoing TruBlu, Nedap Luxon, Signify Easysense | Yes | Yes | No | Yes | Yes | Yes | No | No | Yes | Yes | Yes |  | BBBFSF | [10 empty] | 2190 | 149.59 | 14.64 | 9.5 | 0.902 | 3500 | 84 | 10 | 84 | 98 | -11 | 4 | 4.0 ft |  |  |  | No | No | No | No | No | [9 empty] | AC |  | 120 | 277 |  |  | 2190 | 14.64
Solid State Lighting | 5 | PMTZJF6Y | Saylite/Texas Fluorescents Reinvented | Saylite | CBF24LHF35W4800LDMV35K | Indoor Luminaires | Troffer | 2x4 Luminaires for Ambient Lighting of Interior Commercial Spaces |  |  |  | Standard | [16 empty] | 2017-02-03 | Yes | Continuous Dimming to 10% or below | [23 empty] | YYYBLA | [10 empty] | 4680 | 133.71 | 35 | 7.2 | 0.99 | 3500 | 84 | [13 empty] | No | [9 empty] | AC | Updated on 10/31/2019
Solid State Lighting | 5 | PMU6US35 | Saylite/Texas Fluorescents Reinvented | Saylite | 131A24LJ35W4600LDMV30K | Indoor Luminaires | Troffer | 2x4 Luminaires for Ambient Lighting of Interior Commercial Spaces |  |  |  | Standard | [16 empty] | 2018-05-25 | Yes | Continuous Dimming to 10% or below | [23 empty] | LLLBNI | [10 empty] | 4348 | 125.665 | 34.6 | 4.7 | 0.97 | 3000 | 83 | [6 empty] | TRUE | [6 empty] | No | [9 empty] | AC | Updated on 10/31/2019
Solid State Lighting | 5.1 | PMUUUIBS | Saylite/Texas Fluorescents Reinvented | Saylite | 200A296LY50WDMV50Koooo | Indoor Luminaires | Linear Ambient | Direct Linear Ambient Luminaires |  |  |  | Standard | [16 empty] | 2021-11-02 | No | Continuous Dimming to 10% or below | No Control Capability | No Sensor | 0-10V Analog | No Wireless Protocol | No | No | No | No | No | No |  | No | No | No | Yes | No | No | No | No | No | No | No | No | VVVZVR | [10 empty] | 8228 | 164.55 | 50 | 9.2 | 0.916 | 5000 | 84 | 13 | 82 | 96 | -12 | 8 | 8.0 ft |  |  |  | No | No | No | No | No | [9 empty] | AC |  | 120 | 277 |  |  | 8228 | 50
Solid State Lighting | 5.1 | PMV5I0JP | Saylite/Texas Fluorescents Reinvented | Saylite | 200A296LY70WDMV50Koooo | Indoor Luminaires | Linear Ambient | Direct Linear Ambient Luminaires |  |  |  | Standard | [16 empty] | 2021-11-02 | No | Continuous Dimming to 10% or below | No Control Capability | No Sensor | 0-10V Analog | No Wireless Protocol | No | No | No | No | No | No |  | No | No | No | Yes | No | No | No | No | No | No | No | No | VVVZVR | [10 empty] | 11341 | 162.02 | 70 | 13.2 | 0.898 | 5000 | 84 | 13 | 82 | 96 | -12 | 8 | 8.0 ft |  |  |  | No | No | No | No | No | [9 empty] | AC |  | 120 | 277 |  |  | 11341 | 70
Solid State Lighting | 5.1 | PMV8PZI0 | Saylite/Texas Fluorescents Reinvented | Saylite | 4RB(421 or 501)LY30WD(D,G,DALI,DEXAL,SR)MV40Koooo | Indoor Retrofit Kit | Linear Ambient | Retrofit Kits for Direct Linear Ambient Luminaires | Luminaire Specific |  |  | Standard | [16 empty] | 2021-09-30 | Yes | Continuous Dimming to 10% or below | LLLC,Energy Monitoring,High End Trim | Multifunction Sensor, Sensor Receptacle, Daylight Sensing, Occupancy Sensing | 0-10V Analog, DALI, DMX, Phase Cut | Zigbee,Bluetooth,WiFi | No | No | Yes | Yes | Yes | Yes | Autani Energy Center, Avi-on, Douglas Dialog, Enlighted IOT System, Lutron- Vive, McWoing TruBlu, Nedap Luxon, Signify Easysense | Yes | Yes | No | Yes | Yes | Yes | Yes | No | Yes | Yes | Yes | No | RRRWGM | [10 empty] | 5189 | 169.34 | 30.64 | 10 | 0.994 | 4000 | 83 | 8 | 83 | 98 | -11 | 4 |  |  |  |  | No | No | No | No | No | [9 empty] | AC |  | 120 | 277 |  |  | 5189 | 30.64
Solid State Lighting | 5 | PMVK2XZD | Saylite/Texas Fluorescents Reinvented | Saylite | LED24T815W1700LRK35K | Linear Replacement Lamp | T8 Two-Foot | Dual Mode Internal Driver (UL Type A and Type B) |  |  |  | Standard | [16 empty] | 2017-03-23 | Not Yet Verified | Not Dimmable | [23 empty] | JJJMSO | [10 empty] | 1952 | 125.64 | 15.54 | 20 | 0.9 | 3500 | 83 |  |  |  |  | 2 | [8 empty] | No | [9 empty] | AC | Lastx represents either s for single-end power input or T for double-end inputs; Updated on 5/11/2017, Updated on 10/31/2019
Solid State Lighting | 5 | PMVKU881 | Saylite/Texas Fluorescents Reinvented | Saylite | HIL48LA280W40000LDMVxxx50Koooo | Indoor Luminaires | High-Bay | High-Bay Luminaires for Commercial and Industrial Buildings |  |  |  | Standard | [16 empty] | 2017-05-15 | Yes | Continuous Dimming to 10% or below | [23 empty] | KKKZVA | [10 empty] | 41128 | 146.36 | 281 | 6.5 | 0.98 | 5000 | 82 | [13 empty] | No | [9 empty] | AC | Product delisted 1/31/2018 relisted on 05/22/2018, Updated on 10/31/2019
Solid State Lighting | 5 | PMW624M6 | Saylite/Texas Fluorescents Reinvented | Saylite | DFUCLL22LF15W1900LDMV40K | Indoor Retrofit Kit | Troffer | Integrated Retrofit Kits for 2x2 Luminaires | General Purpose |  |  | Premium | [16 empty] | 2017-03-24 | Yes | Continuous Dimming to 10% or below | [23 empty] | VAVWHY | [10 empty] | 1925 | 130 | 14.78 | 5.02 | 1 | 4000 | 83 | [13 empty] | No | [9 empty] | AC | Updated on 10/31/2019
Solid State Lighting | 5.1 | PMWHQM8G | Saylite/Texas Fluorescents Reinvented | Saylite | 200A224LY15WDMV35Koooo | Indoor Luminaires | Linear Ambient | Direct Linear Ambient Luminaires |  |  |  | Standard | [16 empty] | 2021-11-02 | No | Continuous Dimming to 10% or below | No Control Capability | No Sensor | 0-10V Analog | No Wireless Protocol | No | No | No | No | No | No |  | No | No | No | Yes | No | No | No | No | No | No | No | No | VVVZVR | [10 empty] | 2102 | 137.86 | 15.3 | 9.6 | 0.909 | 3500 | 85 | 14 | 84 | 98 | -10 | 2 | 2.0 ft |  |  |  | No | No | No | No | No | [9 empty] | AC |  | 120 | 277 |  |  | 2102 | 15.3
Solid State Lighting | 5.1 | PMWXQOBV | Saylite/Texas Fluorescents Reinvented | Saylite | (SS,SV,SD,SM)UCLL24LY25W(D,G,DALI,DEXAL,SR)(MV or 120)35Koooo | Indoor Luminaires | Troffer | 2x4 Luminaires for Ambient Lighting of Interior Commercial Spaces |  |  |  | Premium | [16 empty] | 2021-07-29 | Yes | Continuous Dimming to 10% or below | Autani Energy Center, Avi-on, Douglas Dialog, Enlighted IOT System, Lutron- Vive, McWoing TruBlu, Nedap Luxon, Signify Easysense | Multifunction Sensor,Sensor Receptacle,Daylight Sensor,Occupancy Sensing | 0-10V Analog,DALI,DMX | Zigbee,Bluetooth,WiFi | No | No | Yes | Yes | Yes | Yes | Autani Energy Center, Avi-on, Douglas Dialog, Enlighted IOT System, Lutron- Vive, McWoing TruBlu, Nedap Luxon, Signify Easysense | No | No | No | Yes | Yes | Yes | No |  | Yes | Yes | Yes | No | JJJOWA | [10 empty] | 3756.82 | 150.273 | 25 | 11.2 | 0.949 | 3500 | 83 | 8 | 83 | 98 | -11 | [5 empty] | No | No | No | No | No | [9 empty] | AC |  | 120 | 277 |  |  | 3756.82 | 25
Solid State Lighting | 5 | PMY58OPT | Saylite/Texas Fluorescents Reinvented | Fleco Industries | HIL48LX200W30000LDMV35Koooo (except WG) | Indoor Luminaires | High-Bay | High-Bay Luminaires for Commercial and Industrial Buildings |  |  |  | Premium | [16 empty] | 2020-06-23 | Yes | Continuous Dimming to 10% or below | [23 empty] | TTTVRK | [10 empty] | 30735 | 153.675 | 200 | 8.45 | 0.978 | 3500 | 83 | [13 empty] | No | [9 empty] | AC |  | 120 | 277 |  |  | 30735 | 200
Solid State Lighting | 5.1 | PMYL0T0Q | Saylite/Texas Fluorescents Reinvented | Saylite | CITE96LRFY30WDMV30K | Indoor Luminaires | Linear Ambient | Direct Linear Ambient Luminaires |  |  |  | Standard | [16 empty] | 2021-04-28 | Yes | Continuous Dimming to 10% or below | Energy Monitoring, High-end Trim, Autani Energy Center, Avi-on, Douglas Dialog, Enlighted IOT System, Lutron- Vive, McWoing TruBlu, Nedap Luxon, Signify Easysense | Daylight Sensor, Occupancy Sensor, Multifunction Sensor, Integral Sensor Receptacle | 0-10V Analog,DALI,DMX | Zigbee, Bluetooth, Wifi | No | No | Yes | Yes | Yes | Yes | Autani Energy Center, Avi-on, Douglas Dialog, Enlighted IOT System, Lutron- Vive, McWoing TruBlu, Nedap Luxon, Signify Easysense | Yes | Yes | No | Yes | Yes | Yes | No | No | Yes | Yes | Yes |  | BBBFSF | [10 empty] | 4178.8 | 142.719 | 29.28 | 9.5 | 0.902 | 3000 | 84 | 10 | 84 | 98 | -11 | 8 | 8.0 ft |  |  |  | No | No | No | No | No | [9 empty] | AC |  | 120 | 277 |  |  | 4178.8 | 29.28
Solid State Lighting | 5.1 | PN0PP4V3 | Saylite/Texas Fluorescents Reinvented | Saylite | (SS,SV,SD,SM)CBF24LY30WDMV40Koooo | Indoor Luminaires | Troffer | 2x4 Luminaires for Ambient Lighting of Interior Commercial Spaces |  |  |  | Standard | [16 empty] | 2021-07-29 | Yes | Continuous Dimming to 10% or below | Autani Energy Center, Avi-on, Douglas Dialog, Enlighted IOT System, Lutron- Vive, McWoing TruBlu, Nedap Luxon, Signify Easysense | Multifunction Sensor,Sensor Receptacle,Daylight Sensor,Occupancy Sensing | 0-10V Analog | Zigbee,Bluetooth,WiFi | No | No | Yes | Yes | Yes | Yes | Autani Energy Center, Avi-on, Douglas Dialog, Enlighted IOT System, Lutron- Vive, McWoing TruBlu, Nedap Luxon, Signify Easysense | No | No | No | Yes | No | No | No |  | Yes | Yes | Yes | No | JJJOWB | [10 empty] | 4556.72 | 149.548 | 30.47 | 10.3 | 0.953 | 4000 | 83 | 9 | 84 | 97 | -11 | [5 empty] | No | No | No | No | No | [9 empty] | AC |  | 120 | 277 |  |  | 4556.72 | 30.47
Solid State Lighting | 5 | PN3DY5A7 | Saylite/Texas Fluorescents Reinvented | Saylite | FPELP14LED40MVWH30 | Indoor Luminaires | Troffer | 1x4 Luminaires for Ambient Lighting of Interior Commercial Spaces |  |  | TRUE | Standard |  |  | 4724.2 | 118.22 | 39.96 | 15.72 | 0.9041 | 3033 | 82.7 | [5 empty] | 5 | 50000 | 2016-09-15 | No | Not Dimmable | [23 empty] | WWWAMJ | [10 empty] | 4724.2 | 118.22 | 40 | 20 | 0.9 | 3000 | 81.5 | [6 empty] | TRUE | [6 empty] | No | [9 empty] | AC | X is placeholder for the edge of the pabel that doesn't affect performance, Updated on 10/31/2019
Solid State Lighting | 5 | PN3RF9MQ | Saylite/Texas Fluorescents Reinvented | Saylite | 131A14LF40W4600LDMV30K | Indoor Luminaires | Troffer | 1x4 Luminaires for Ambient Lighting of Interior Commercial Spaces |  |  |  | Standard | [16 empty] | 2017-02-03 | Yes | Continuous Dimming to 10% or below | [23 empty] | YYYBLB | [10 empty] | 4370 | 109.25 | 40 | 5 | 1 | 3000 | 83 | [6 empty] | TRUE | [6 empty] | No | [9 empty] | AC | Updated on 10/31/2019
Solid State Lighting | 5 | PN516SZX | Saylite/Texas Fluorescents Reinvented | Saylite | C48LFRF24W3200LDMV40K | Indoor Luminaires | Linear Ambient | Direct Linear Ambient Luminaires |  |  |  | Standard | [16 empty] | 2017-02-03 | Yes | Continuous Dimming to 10% or below | [23 empty] | YYYBLC | [10 empty] | 3200 | 134.17 | 23.85 | 7.9 | 0.92 | 4000 | 84 |  |  |  |  | 4 | 4.0 ft | [7 empty] | No | [9 empty] | AC | Updated on 10/31/2019
Solid State Lighting | 5 | PN6C6DR5 | Saylite/Texas Fluorescents Reinvented | Saylite | C24LF18W2500LDMV30K | Indoor Luminaires | Linear Ambient | Direct Linear Ambient Luminaires |  |  |  | Standard | [16 empty] | 2017-03-24 | Yes | Continuous Dimming to 10% or below | [23 empty] | VAVWHV | [10 empty] | 2467.8 | 132.39 | 18.64 | 10.4 | 0.99 | 3000 | 84 |  |  |  |  | 2 | 2.0 ft | TRUE | [6 empty] | No | [9 empty] | AC | Updated on 10/31/2019
Solid State Lighting | 5.1 | PN6LKTPO | Saylite/Texas Fluorescents Reinvented | Saylite | (SS,SV,SD,SM)CBF14LY25WDMV35Koooo | Indoor Luminaires | Troffer | 1x4 Luminaires for Ambient Lighting of Interior Commercial Spaces |  |  |  | Standard | [16 empty] | 2021-07-29 | Yes | Continuous Dimming to 10% or below | Autani Energy Center, Avi-on, Douglas Dialog, Enlighted IOT System, Lutron- Vive, McWoing TruBlu, Nedap Luxon, Signify Easysense | Multifunction Sensor,Sensor Receptacle,Daylight Sensor,Occupancy Sensing | 0-10V Analog | Zigbee,Bluetooth,WiFi | No | No | Yes | Yes | Yes | Yes | Autani Energy Center, Avi-on, Douglas Dialog, Enlighted IOT System, Lutron- Vive, McWoing TruBlu, Nedap Luxon, Signify Easysense | No | No | No | Yes | No | No | No |  | Yes | Yes | Yes | No | JJJOWB | [10 empty] | 3291.18 | 131.647 | 25 | 9.7 | 0.913 | 3500 | 84 | 9 | 83 | 98 | -11 | [5 empty] | No | No | No | No | No | [9 empty] | AC |  | 120 | 277 |  |  | 3291.18 | 25
Solid State Lighting | 5.1 | PN6ZX3L8 | Saylite/Texas Fluorescents Reinvented | Saylite | CITE48LRFY35WDMV50K | Indoor Luminaires | Linear Ambient | Direct Linear Ambient Luminaires |  |  |  | Standard | [16 empty] | 2021-04-28 | Yes | Continuous Dimming to 10% or below | Energy Monitoring, High-end Trim, Autani Energy Center, Avi-on, Douglas Dialog, Enlighted IOT System, Lutron- Vive, McWoing TruBlu, Nedap Luxon, Signify Easysense | Daylight Sensor, Occupancy Sensor, Multifunction Sensor, Integral Sensor Receptacle | 0-10V Analog,DALI,DMX | Zigbee, Bluetooth, Wifi | No | No | Yes | Yes | Yes | Yes | Autani Energy Center, Avi-on, Douglas Dialog, Enlighted IOT System, Lutron- Vive, McWoing TruBlu, Nedap Luxon, Signify Easysense | Yes | Yes | No | Yes | Yes | Yes | No | No | Yes | Yes | Yes |  | BBBFSF | [10 empty] | 5175.2 | 147.863 | 35 | 9.5 | 0.902 | 5000 | 82 | 11 | 82 | 97 | -12 | 4 | 4.0 ft |  |  |  | No | No | No | No | No | [9 empty] | AC |  | 120 | 277 |  |  | 5175.2 | 35
Solid State Lighting | 5 | PN78FKAH | Saylite/Texas Fluorescents Reinvented | Saylite | 24CJ48W6300LW10DMV50K | Indoor Retrofit Kit | Troffer | Linear Retrofit Kits for 2x4 Luminaires | General Purpose |  |  | Standard | [16 empty] | 2018-05-25 | Yes | Continuous Dimming to 10% or below | [23 empty] | LLLBNI | [10 empty] | 6302 | 131.566 | 47.9 | 4.7 | 0.97 | 5000 | 83 | [13 empty] | No | [9 empty] | AC | Updated on 10/31/2019
Solid State Lighting | 5.1 | PN7X50NC | Saylite/Texas Fluorescents Reinvented | Saylite | 8RB(421 or 501)LY70WD(D,G,DALI,DEXAL,SR)MV30Koooo | Indoor Retrofit Kit | Linear Ambient | Retrofit Kits for Direct Linear Ambient Luminaires | Luminaire Specific |  |  | Standard | [16 empty] | 2021-09-30 | Yes | Continuous Dimming to 10% or below | LLLC,Energy Monitoring,High End Trim | Multifunction Sensor, Sensor Receptacle, Daylight Sensing, Occupancy Sensing | 0-10V Analog, DALI, DMX, Phase Cut | Zigbee,Bluetooth,WiFi | No | No | Yes | Yes | Yes | Yes | Autani Energy Center, Avi-on, Douglas Dialog, Enlighted IOT System, Lutron- Vive, McWoing TruBlu, Nedap Luxon, Signify Easysense | Yes | Yes | No | Yes | Yes | Yes | Yes | No | Yes | Yes | Yes | No | RRRWGM | [10 empty] | 10975 | 156.79 | 70 | 10 | 0.994 | 3000 | 83 | 8 | 83 | 98 | -11 | 8 |  |  |  |  | No | No | No | No | No | [9 empty] | AC |  | 120 | 277 |  |  | 10975 | 70
Solid State Lighting | 5.1 | PN7Z0XVX | Saylite/Texas Fluorescents Reinvented | Saylite | (SS,SV,SD,SM)CBF14LY25WDMV40Koooo | Indoor Luminaires | Troffer | 1x4 Luminaires for Ambient Lighting of Interior Commercial Spaces |  |  |  | Standard | [16 empty] | 2021-07-29 | Yes | Continuous Dimming to 10% or below | Autani Energy Center, Avi-on, Douglas Dialog, Enlighted IOT System, Lutron- Vive, McWoing TruBlu, Nedap Luxon, Signify Easysense | Multifunction Sensor,Sensor Receptacle,Daylight Sensor,Occupancy Sensing | 0-10V Analog | Zigbee,Bluetooth,WiFi | No | No | Yes | Yes | Yes | Yes | Autani Energy Center, Avi-on, Douglas Dialog, Enlighted IOT System, Lutron- Vive, McWoing TruBlu, Nedap Luxon, Signify Easysense | No | No | No | Yes | No | No | No |  | Yes | Yes | Yes | No | JJJOWB | [10 empty] | 3360.92 | 134.437 | 25 | 9.7 | 0.913 | 4000 | 84 | 9 | 83 | 98 | -11 | [5 empty] | No | No | No | No | No | [9 empty] | AC |  | 120 | 277 |  |  | 3360.92 | 25
Solid State Lighting | 5 | PN96CSP5 | Saylite/Texas Fluorescents Reinvented | Saylite | 24CJ48W6300LW10DMV30K | Indoor Retrofit Kit | Troffer | Linear Retrofit Kits for 2x4 Luminaires | General Purpose |  |  | Standard | [16 empty] | 2018-05-25 | Yes | Continuous Dimming to 10% or below | [23 empty] | LLLBNI | [10 empty] | 5997 | 125.198 | 47.9 | 4.7 | 0.97 | 3000 | 83 | [6 empty] | TRUE | [6 empty] | No | [9 empty] | AC | Updated on 10/31/2019
Solid State Lighting | 5.1 | PNA6324E | Saylite/Texas Fluorescents Reinvented | Saylite | C48LFRY30WD(D,G,DALI,DEXAL,SR)MV40Koooo | Indoor Luminaires | Linear Ambient | Direct Linear Ambient Luminaires |  |  |  | Standard | [16 empty] | 2021-09-30 | Yes | Continuous Dimming to 10% or below | LLLC,Energy Monitoring,High End Trim | Multifunction Sensor, Sensor Receptacle, Daylight Sensing, Occupancy Sensing | 0-10V Analog, DALI, DMX, Phase Cut | Zigbee,Bluetooth,WiFi | No | No | Yes | Yes | Yes | Yes | Autani Energy Center, Avi-on, Douglas Dialog, Enlighted IOT System, Lutron- Vive, McWoing TruBlu, Nedap Luxon, Signify Easysense | Yes | Yes | No | Yes | Yes | Yes | Yes | No | Yes | Yes | Yes | No | RRRWGM | [10 empty] | 4773 | 155.77 | 30.64 | 13.2 | 0.898 | 4000 | 84 | 9 | 83 | 98 | -11 | 4 |  |  |  |  | No | No | No | No | No | [9 empty] | AC |  | 120 | 277 |  |  | 4773 | 30.64
Solid State Lighting | 5.1 | PNAC1YY4 | Saylite/Texas Fluorescents Reinvented | Saylite | 207A248LY54WDMV30Koooo | Indoor Luminaires | Linear Ambient | Direct Linear Ambient Luminaires |  |  |  | Standard | [16 empty] | 2021-11-02 | No | Continuous Dimming to 10% or below | No Control Capability | No Sensor | 0-10V Analog | No Wireless Protocol | No | No | No | No | No | No |  | No | No | No | Yes | No | No | No | No | No | No | No | No | VVVZVR | [10 empty] | 7737 | 144.98 | 53.4 | 13.2 | 0.898 | 3000 | 83 | 8 | 84 | 97 | -11 | 4 | 4.0 ft |  |  |  | No | No | No | No | No | [9 empty] | AC |  | 120 | 277 |  |  | 7737 | 53.4
Solid State Lighting | 5.1 | PNANQ13N | Saylite/Texas Fluorescents Reinvented | Saylite | 200A248LY15WDMV35Koooo | Indoor Luminaires | Linear Ambient | Direct Linear Ambient Luminaires |  |  |  | Standard | [16 empty] | 2021-11-02 | No | Continuous Dimming to 10% or below | No Control Capability | No Sensor | 0-10V Analog | No Wireless Protocol | No | No | No | No | No | No |  | No | No | No | Yes | No | No | No | No | No | No | No | No | VVVZVR | [10 empty] | 2467 | 162.75 | 15.2 | 9.2 | 0.916 | 3500 | 84 | 10 | 84 | 97 | -11 | 4 | 4.0 ft |  |  |  | No | No | No | No | No | [9 empty] | AC |  | 120 | 277 |  |  | 2467 | 15.2
Solid State Lighting | 5 | PNATPUF7 | Saylite/Texas Fluorescents Reinvented | Saylite | HBC48LN216W30000LA10DMVxxx35Koooo | Indoor Luminaires | High-Bay | High-Bay Luminaires for Commercial and Industrial Buildings |  |  |  | Standard | [16 empty] | 2017-03-15 | Yes | Continuous Dimming to 10% or below | [23 empty] | LLLBCJ | [10 empty] | 28445 | 134.17 | 212 | 6.2 | 0.96 | 3500 | 83 | [13 empty] | No | [9 empty] | AC | Updated on 10/31/2019
Solid State Lighting | 5 | PNB7DGF6 | Saylite/Texas Fluorescents Reinvented | Saylite | C96LF57W7800LDMV40K | Indoor Luminaires | Linear Ambient | Direct Linear Ambient Luminaires |  |  |  | Standard | [16 empty] | 2017-02-03 | Yes | Continuous Dimming to 10% or below | [23 empty] | YYYBLC | [10 empty] | 7755 | 131.42 | 59.01 | 5.07 | 1 | 4000 | 84 |  |  |  |  | 8 | 8.0 ft | [7 empty] | No | [9 empty] | AC | Updated on 10/31/2019
Solid State Lighting | 5.1 | PNC2WSKA | Saylite/Texas Fluorescents Reinvented | Saylite | 207A248LY45WDMV50Koooo | Indoor Luminaires | Linear Ambient | Direct Linear Ambient Luminaires |  |  |  | Standard | [16 empty] | 2021-11-02 | No | Continuous Dimming to 10% or below | No Control Capability | No Sensor | 0-10V Analog | No Wireless Protocol | No | No | No | No | No | No |  | No | No | No | Yes | No | No | No | No | No | No | No | No | VVVZVR | [10 empty] | 7137 | 158.59 | 45 | 13.2 | 0.898 | 5000 | 84 | 13 | 82 | 96 | -12 | 4 | 4.0 ft |  |  |  | No | No | No | No | No | [9 empty] | AC |  | 120 | 277 |  |  | 7137 | 45
Solid State Lighting | 5.1 | PNCPGTWL | Saylite/Texas Fluorescents Reinvented | Saylite | 209A96LY70WDMV40Koooo | Indoor Luminaires | Linear Ambient | Direct Linear Ambient Luminaires |  |  |  | Standard | [16 empty] | 2021-11-02 | No | Continuous Dimming to 10% or below | No Control Capability | No Sensor | 0-10V Analog | No Wireless Protocol | No | No | No | No | No | No |  | No | No | No | Yes | No | No | No | No | No | No | No | No | VVVZVR | [10 empty] | 11341 | 162.02 | 70 | 13.2 | 0.898 | 4000 | 84 | 9 | 84 | 97 | -11 | 8 | 8.0 ft |  |  |  | No | No | No | No | No | [9 empty] | AC |  | 120 | 277 |  |  | 11341 | 70
Solid State Lighting | 5 | PND4TWGD | Saylite/Texas Fluorescents Reinvented | Saylite | 24CF48W5650LW10DMV30K | Indoor Retrofit Kit | Troffer | Linear Retrofit Kits for 2x4 Luminaires | General Purpose |  |  | Standard | [16 empty] | 2015-06-02 | Not Yet Verified | Continuous Dimming to 10% or below | [23 empty] | KKKWMC | [10 empty] | 5088 | 106 | 48 | 20 | 0.9 | 3000 | 83 | [6 empty] | TRUE | [6 empty] | No | [9 empty] | AC | Updated on 10/31/2019
Solid State Lighting | 5.1 | PNEB50QU | Saylite/Texas Fluorescents Reinvented | Saylite | S48LFRY54WD(D,G,DALI,DEXAL,SR)MV30Koooo | Indoor Luminaires | Linear Ambient | Direct Linear Ambient Luminaires |  |  |  | Standard | [16 empty] | 2021-09-30 | Yes | Continuous Dimming to 10% or below | LLLC,Energy Monitoring,High End Trim | Multifunction Sensor, Sensor Receptacle, Daylight Sensing, Occupancy Sensing | 0-10V Analog, DALI, DMX, Phase Cut | Zigbee,Bluetooth,WiFi | No | No | Yes | Yes | Yes | Yes | Autani Energy Center, Avi-on, Douglas Dialog, Enlighted IOT System, Lutron- Vive, McWoing TruBlu, Nedap Luxon, Signify Easysense | Yes | Yes | No | Yes | Yes | Yes | Yes | No | Yes | Yes | Yes | No | RRRWGM | [10 empty] | 7435 | 139.38 | 53.34 | 13.2 | 0.898 | 3000 | 83 | 8 | 83 | 98 | -11 | 4 |  |  |  |  | No | No | No | No | No | [9 empty] | AC |  | 120 | 277 |  |  | 7435 | 53.34
Solid State Lighting | 5.1 | PNEWEAB7 | Saylite/Texas Fluorescents Reinvented | Saylite | RKCIT48LY15WDMV50K | Indoor Retrofit Kit | Linear Ambient | Retrofit Kits for Direct Linear Ambient Luminaires | Luminaire Specific |  |  | Standard | [16 empty] | 2021-04-28 | Yes | Continuous Dimming to 10% or below | Energy Monitoring, High-end Trim, Autani Energy Center, Avi-on, Douglas Dialog, Enlighted IOT System, Lutron- Vive, McWoing TruBlu, Nedap Luxon, Signify Easysense | Daylight Sensor, Occupancy Sensor, Multifunction Sensor, Integral Sensor Receptacle | 0-10V Analog,DALI,DMX | Zigbee, Bluetooth, Wifi | No | No | Yes | Yes | Yes | Yes | Autani Energy Center, Avi-on, Douglas Dialog, Enlighted IOT System, Lutron- Vive, McWoing TruBlu, Nedap Luxon, Signify Easysense | Yes | Yes | No | Yes | Yes | Yes | No | No | Yes | Yes | Yes |  | BBBFSF | [10 empty] | 2236.4 | 152.76 | 14.64 | 9.5 | 0.902 | 5000 | 82 | 11 | 82 | 97 | -12 | 4 | 4.0 ft |  |  |  | No | No | No | No | No | [9 empty] | AC |  | 120 | 277 |  |  | 2236.4 | 14.64
Solid State Lighting | 5 | PNG3YRT2 | Saylite/Texas Fluorescents Reinvented | Saylite | HIS48LFR220W28600LDMV40K | Indoor Luminaires | High-Bay | High-Bay Luminaires for Commercial and Industrial Buildings |  |  | TRUE | Standard |  |  | 28092 | 130.48 | 215.3 | 8.03 | 0.9583 | 3994 | 83.6 | [5 empty] | 5 | 50000 | 2017-01-17 | No | Continuous Dimming to 10% or below | [23 empty] | YYYBHS | [10 empty] | 28092 | 127.69 | 220 | 8.03 | 0.96 | 4000 | 83.6 | [13 empty] | No | [9 empty] | AC | Updated on 10/31/2019
Solid State Lighting | 5.1 | PNI2BAA4 | Saylite/Texas Fluorescents Reinvented | Saylite | 207A224LY15WDMV30Koooo | Indoor Luminaires | Linear Ambient | Direct Linear Ambient Luminaires |  |  |  | Standard | [16 empty] | 2021-11-02 | No | Continuous Dimming to 10% or below | No Control Capability | No Sensor | 0-10V Analog | No Wireless Protocol | No | No | No | No | No | No |  | No | No | No | Yes | No | No | No | No | No | No | No | No | VVVZVR | [10 empty] | 2006 | 131.53 | 15.3 | 9.6 | 0.909 | 3000 | 85 | 14 | 84 | 98 | -10 | 2 | 2.0 ft |  |  |  | No | No | No | No | No | [9 empty] | AC |  | 120 | 277 |  |  | 2006 | 15.3
Solid State Lighting | 5.1 | PNI6G4U9 | Saylite/Texas Fluorescents Reinvented | Saylite | 2RB(421 or 501)LY25WD(D,G,DALI,DEXAL,SR)MV35Koooo | Indoor Retrofit Kit | Linear Ambient | Retrofit Kits for Direct Linear Ambient Luminaires | Luminaire Specific |  |  | Standard | [16 empty] | 2021-09-30 | Yes | Continuous Dimming to 10% or below | LLLC,Energy Monitoring,High End Trim | Multifunction Sensor, Sensor Receptacle, Daylight Sensing, Occupancy Sensing | 0-10V Analog, DALI, DMX, Phase Cut | Zigbee,Bluetooth,WiFi | No | No | Yes | Yes | Yes | Yes | Autani Energy Center, Avi-on, Douglas Dialog, Enlighted IOT System, Lutron- Vive, McWoing TruBlu, Nedap Luxon, Signify Easysense | Yes | Yes | No | Yes | Yes | Yes | Yes | No | Yes | Yes | Yes | No | RRRWGM | [10 empty] | 3667 | 146.69 | 25 | 13.3 | 0.905 | 3500 | 84 | 9 | 84 | 98 | -11 | 2 |  |  |  |  | No | No | No | No | No | [9 empty] | AC |  | 120 | 277 |  |  | 3667 | 25
Solid State Lighting | 5.1 | PNJ8N6A1 | Saylite/Texas Fluorescents Reinvented | Saylite | C96LY108WD(D,G,DALI,DEXAL,SR)MV50Koooo | Indoor Luminaires | Linear Ambient | Direct Linear Ambient Luminaires |  |  |  | Standard | [16 empty] | 2021-09-30 | Yes | Continuous Dimming to 10% or below | LLLC,Energy Monitoring,High End Trim | Multifunction Sensor, Sensor Receptacle, Daylight Sensing, Occupancy Sensing | 0-10V Analog, DALI, DMX, Phase Cut | Zigbee,Bluetooth,WiFi | No | No | Yes | Yes | Yes | Yes | Autani Energy Center, Avi-on, Douglas Dialog, Enlighted IOT System, Lutron- Vive, McWoing TruBlu, Nedap Luxon, Signify Easysense | Yes | Yes | No | Yes | Yes | Yes | Yes | No | Yes | Yes | Yes | No | RRRWGM | [10 empty] | 17113 | 160.42 | 106.68 | 10 | 0.994 | 5000 | 82 | 10 | 81 | 97 | -12 | 8 |  |  |  |  | No | No | No | No | No | [9 empty] | AC |  | 120 | 277 |  |  | 17113 | 106.68
Solid State Lighting | 5 | PNJG372W | Saylite/Texas Fluorescents Reinvented | Saylite | C48LF48W5650LDMV30K | Indoor Luminaires | Linear Ambient | Direct Linear Ambient Luminaires |  |  |  | Standard | [16 empty] | 2015-12-07 | Not Yet Verified | Continuous Dimming to 10% or below | [23 empty] | KKKYLT | [10 empty] | 5650 | 118 | 48 | 5.65 | 0.996 | 3000 | 84 | [6 empty] | TRUE | [6 empty] | No | [9 empty] | AC | Updated on 10/31/2019
Solid State Lighting | 5 | PNM44B8U | Saylite/Texas Fluorescents Reinvented | Saylite | UCLL24LF32W3450LDMV35K | Indoor Luminaires | Troffer | 2x4 Luminaires for Ambient Lighting of Interior Commercial Spaces |  |  |  | Standard | [16 empty] | 2016-02-03 | No | Continuous Dimming to 10% or below | [23 empty] | KKKYHA | [10 empty] | 3467 | 110 | 32 | 5.09 | 0.996 | 3500 | 83.9 | [13 empty] | No | [9 empty] | AC | Updated on 10/31/2019
Solid State Lighting | 5.1 | PNMIL8FW | Saylite/Texas Fluorescents Reinvented | Saylite | C24LY25WD(D,G,DALI,DEXAL,SR)MV35Koooo | Indoor Luminaires | Linear Ambient | Direct Linear Ambient Luminaires |  |  |  | Standard | [16 empty] | 2021-09-30 | Yes | Continuous Dimming to 10% or below | LLLC,Energy Monitoring,High End Trim | Multifunction Sensor, Sensor Receptacle, Daylight Sensing, Occupancy Sensing | 0-10V Analog, DALI, DMX, Phase Cut | Zigbee,Bluetooth,WiFi | No | No | Yes | Yes | Yes | Yes | Autani Energy Center, Avi-on, Douglas Dialog, Enlighted IOT System, Lutron- Vive, McWoing TruBlu, Nedap Luxon, Signify Easysense | Yes | Yes | No | Yes | Yes | Yes | Yes | No | Yes | Yes | Yes | No | RRRWGM | [10 empty] | 3667 | 146.69 | 25 | 13.3 | 0.905 | 3500 | 84 | 9 | 84 | 98 | -11 | 2 |  |  |  |  | No | No | No | No | No | [9 empty] | AC |  | 120 | 277 |  |  | 3667 | 25
Solid State Lighting | 5.1 | PNOVBKE1 | Saylite/Texas Fluorescents Reinvented | Saylite | (SS,SV,SD,SM)CBF14LY15WDMV50Koooo | Indoor Luminaires | Troffer | 1x4 Luminaires for Ambient Lighting of Interior Commercial Spaces |  |  |  | Standard | [16 empty] | 2021-07-29 | Yes | Continuous Dimming to 10% or below | Autani Energy Center, Avi-on, Douglas Dialog, Enlighted IOT System, Lutron- Vive, McWoing TruBlu, Nedap Luxon, Signify Easysense | Multifunction Sensor,Sensor Receptacle,Daylight Sensor,Occupancy Sensing | 0-10V Analog | Zigbee,Bluetooth,WiFi | No | No | Yes | Yes | Yes | Yes | Autani Energy Center, Avi-on, Douglas Dialog, Enlighted IOT System, Lutron- Vive, McWoing TruBlu, Nedap Luxon, Signify Easysense | No | No | No | Yes | No | No | No |  | Yes | Yes | Yes | No | JJJOWB | [10 empty] | 2137.29 | 139.146 | 15.36 | 9.7 | 0.913 | 5000 | 82 | 10 | 81 | 96 | -12 | [5 empty] | No | No | No | No | No | [9 empty] | AC |  | 120 | 277 |  |  | 2137.29 | 15.36
Solid State Lighting | 5.1 | PNQC28QB | Saylite/Texas Fluorescents Reinvented | Saylite | S48LY15WD(D,G,DALI,DEXAL,SR)MV40Koooo | Indoor Luminaires | Linear Ambient | Direct Linear Ambient Luminaires |  |  |  | Standard | [16 empty] | 2021-09-30 | Yes | Continuous Dimming to 10% or below | LLLC,Energy Monitoring,High End Trim | Multifunction Sensor, Sensor Receptacle, Daylight Sensing, Occupancy Sensing | 0-10V Analog, DALI, DMX, Phase Cut | Zigbee,Bluetooth,WiFi | No | No | Yes | Yes | Yes | Yes | Autani Energy Center, Avi-on, Douglas Dialog, Enlighted IOT System, Lutron- Vive, McWoing TruBlu, Nedap Luxon, Signify Easysense | Yes | Yes | No | Yes | Yes | Yes | Yes | No | Yes | Yes | Yes | No | RRRWGM | [10 empty] | 2510 | 170.6 | 14.71 | 13.2 | 0.898 | 4000 | 84 | 9 | 83 | 98 | -11 | 4 |  |  |  |  | No | No | No | No | No | [9 empty] | AC |  | 120 | 277 |  |  | 2510 | 14.71
Solid State Lighting | 5 | PNQZ92TC | Saylite/Texas Fluorescents Reinvented | Saylite | ZZ-SER FR 96L T72W9000L DMV 50K WH-YY | Indoor Luminaires | Linear Ambient | Direct Linear Ambient Luminaires |  |  |  | Standard | [16 empty] | 2019-06-25 | Yes | Continuous Dimming to 10% or below | [23 empty] | HHHDIW | [10 empty] | 9479 | 133.11 | 71.21 | 5.82 | 0.997 | 5054 | 82.7 |  |  |  |  | 8 | 8.0 ft | [7 empty] | No | [9 empty] | AC | Updated on 10/31/2019 | 108 | 305 |  |  | 9479 | 71.21
Solid State Lighting | 5.1 | PNR7R373 | Saylite/Texas Fluorescents Reinvented | Saylite | C48LY54WD(D,G,DALI,DEXAL,SR)MV35Koooo | Indoor Luminaires | Linear Ambient | Direct Linear Ambient Luminaires |  |  |  | Standard | [16 empty] | 2021-09-30 | Yes | Continuous Dimming to 10% or below | LLLC,Energy Monitoring,High End Trim | Multifunction Sensor, Sensor Receptacle, Daylight Sensing, Occupancy Sensing | 0-10V Analog, DALI, DMX, Phase Cut | Zigbee,Bluetooth,WiFi | No | No | Yes | Yes | Yes | Yes | Autani Energy Center, Avi-on, Douglas Dialog, Enlighted IOT System, Lutron- Vive, McWoing TruBlu, Nedap Luxon, Signify Easysense | Yes | Yes | No | Yes | Yes | Yes | Yes | No | Yes | Yes | Yes | No | RRRWGM | [10 empty] | 8379 | 157.09 | 53.34 | 10 | 0.994 | 3500 | 83 | 7 | 83 | 98 | -11 | 4 |  |  |  |  | No | No | No | No | No | [9 empty] | AC |  | 120 | 277 |  |  | 8379 | 53.34
Solid State Lighting | 5 | PNS4X2ST | Saylite/Texas Fluorescents Reinvented | Saylite | ZZ-SER FR 96L T84W11000L DMV 50K WH-YY | Indoor Luminaires | Linear Ambient | Direct Linear Ambient Luminaires |  |  |  | Standard | [16 empty] | 2019-06-25 | Yes | Continuous Dimming to 10% or below | [23 empty] | HHHDIW | [10 empty] | 11427.1 | 131.57 | 86.85 | 6.17 | 0.997 | 5071 | 82.7 |  |  |  |  | 8 | 8.0 ft | [7 empty] | No | [9 empty] | AC | Updated on 10/31/2019 | 108 | 305 |  |  | 11427.1 | 86.85
Solid State Lighting | 5.1 | PNSRCP8W | Saylite/Texas Fluorescents Reinvented | Saylite | 207A224LY33WDMV40Koooo | Indoor Luminaires | Linear Ambient | Direct Linear Ambient Luminaires |  |  |  | Standard | [16 empty] | 2021-11-02 | No | Continuous Dimming to 10% or below | No Control Capability | No Sensor | 0-10V Analog | No Wireless Protocol | No | No | No | No | No | No |  | No | No | No | Yes | No | No | No | No | No | No | No | No | VVVZVR | [10 empty] | 4253 | 128.86 | 33 | 9.6 | 0.909 | 4000 | 85 | 14 | 84 | 98 | -10 | 2 | 2.0 ft |  |  |  | No | No | No | No | No | [9 empty] | AC |  | 120 | 277 |  |  | 4253 | 33
Solid State Lighting | 5.1 | PNTNITZ4 | Saylite/Texas Fluorescents Reinvented | Saylite | 207A248LY15WDMV50Koooo | Indoor Luminaires | Linear Ambient | Direct Linear Ambient Luminaires |  |  |  | Standard | [16 empty] | 2021-11-02 | No | Continuous Dimming to 10% or below | No Control Capability | No Sensor | 0-10V Analog | No Wireless Protocol | No | No | No | No | No | No |  | No | No | No | Yes | No | No | No | No | No | No | No | No | VVVZVR | [10 empty] | 2520 | 166.19 | 15.2 | 9.2 | 0.916 | 5000 | 84 | 13 | 82 | 96 | -12 | 4 | 4.0 ft |  |  |  | No | No | No | No | No | [9 empty] | AC |  | 120 | 277 |  |  | 2520 | 15.2
Solid State Lighting | 5.1 | PNTR052F | Saylite/Texas Fluorescents Reinvented | Saylite | S48LY45WD(D,G,DALI,DEXAL,SR)MV35Koooo | Indoor Luminaires | Linear Ambient | Direct Linear Ambient Luminaires |  |  |  | Standard | [16 empty] | 2021-09-30 | Yes | Continuous Dimming to 10% or below | LLLC,Energy Monitoring,High End Trim | Multifunction Sensor, Sensor Receptacle, Daylight Sensing, Occupancy Sensing | 0-10V Analog, DALI, DMX, Phase Cut | Zigbee,Bluetooth,WiFi | No | No | Yes | Yes | Yes | Yes | Autani Energy Center, Avi-on, Douglas Dialog, Enlighted IOT System, Lutron- Vive, McWoing TruBlu, Nedap Luxon, Signify Easysense | Yes | Yes | No | Yes | Yes | Yes | Yes | No | Yes | Yes | Yes | No | RRRWGM | [10 empty] | 7261 | 161.36 | 45 | 10 | 0.994 | 3500 | 83 | 8 | 83 | 98 | -11 | 4 |  |  |  |  | No | No | No | No | No | [9 empty] | AC |  | 120 | 277 |  |  | 7261 | 45
Solid State Lighting | 5.1 | PNTUFJU7 | Saylite/Texas Fluorescents Reinvented | Saylite | C96LFRY80WD(D,G,DALI,DEXAL,SR)MV50Koooo | Indoor Luminaires | Linear Ambient | Direct Linear Ambient Luminaires |  |  |  | Standard | [16 empty] | 2021-09-30 | Yes | Continuous Dimming to 10% or below | LLLC,Energy Monitoring,High End Trim | Multifunction Sensor, Sensor Receptacle, Daylight Sensing, Occupancy Sensing | 0-10V Analog, DALI, DMX, Phase Cut | Zigbee,Bluetooth,WiFi | No | No | Yes | Yes | Yes | Yes | Autani Energy Center, Avi-on, Douglas Dialog, Enlighted IOT System, Lutron- Vive, McWoing TruBlu, Nedap Luxon, Signify Easysense | Yes | Yes | No | Yes | Yes | Yes | Yes | No | Yes | Yes | Yes | No | RRRWGM | [10 empty] | 12219 | 152.7 | 80 | 13.2 | 0.898 | 5000 | 83 | 12 | 82 | 97 | -12 | 8 |  |  |  |  | No | No | No | No | No | [9 empty] | AC |  | 120 | 277 |  |  | 12219 | 40
Solid State Lighting | 5.1 | PNW0UONM | Saylite/Texas Fluorescents Reinvented | Saylite | C96LFRY30WD(D,G,DALI,DEXAL,SR)MV30Koooo | Indoor Luminaires | Linear Ambient | Direct Linear Ambient Luminaires |  |  |  | Standard | [16 empty] | 2021-09-30 | Yes | Continuous Dimming to 10% or below | LLLC,Energy Monitoring,High End Trim | Multifunction Sensor, Sensor Receptacle, Daylight Sensing, Occupancy Sensing | 0-10V Analog, DALI, DMX, Phase Cut | Zigbee,Bluetooth,WiFi | No | No | Yes | Yes | Yes | Yes | Autani Energy Center, Avi-on, Douglas Dialog, Enlighted IOT System, Lutron- Vive, McWoing TruBlu, Nedap Luxon, Signify Easysense | Yes | Yes | No | Yes | Yes | Yes | Yes | No | Yes | Yes | Yes | No | RRRWGM | [10 empty] | 4349 | 147.84 | 29.42 | 9.4 | 0.991 | 3000 | 84 | 9 | 83 | 98 | -11 | 8 |  |  |  |  | No | No | No | No | No | [9 empty] | AC |  | 120 | 277 |  |  | 4349 | 29.42
Solid State Lighting | 5.1 | PNWC5ZRH | Saylite/Texas Fluorescents Reinvented | Saylite | S96LY80WD(D,G,DALI,DEXAL,SR)MV30Koooo | Indoor Luminaires | Linear Ambient | Direct Linear Ambient Luminaires |  |  |  | Standard | [16 empty] | 2021-09-30 | Yes | Continuous Dimming to 10% or below | LLLC,Energy Monitoring,High End Trim | Multifunction Sensor, Sensor Receptacle, Daylight Sensing, Occupancy Sensing | 0-10V Analog, DALI, DMX, Phase Cut | Zigbee,Bluetooth,WiFi | No | No | Yes | Yes | Yes | Yes | Autani Energy Center, Avi-on, Douglas Dialog, Enlighted IOT System, Lutron- Vive, McWoing TruBlu, Nedap Luxon, Signify Easysense | Yes | Yes | No | Yes | Yes | Yes | Yes | No | Yes | Yes | Yes | No | RRRWGM | [10 empty] | 12429 | 155.37 | 80 | 10 | 0.994 | 3000 | 83 | 8 | 83 | 98 | -11 | 8 |  |  |  |  | No | No | No | No | No | [9 empty] | AC |  | 120 | 277 |  |  | 12429 | 80
Solid State Lighting | 5.1 | PNX2O2NR | Saylite/Texas Fluorescents Reinvented | Saylite | (SS,SV,SD,SM)CBF24LY54WDMV35Koooo | Indoor Luminaires | Troffer | 2x4 Luminaires for Ambient Lighting of Interior Commercial Spaces |  |  |  | Standard | [16 empty] | 2021-07-29 | Yes | Continuous Dimming to 10% or below | Autani Energy Center, Avi-on, Douglas Dialog, Enlighted IOT System, Lutron- Vive, McWoing TruBlu, Nedap Luxon, Signify Easysense | Multifunction Sensor,Sensor Receptacle,Daylight Sensor,Occupancy Sensing | 0-10V Analog | Zigbee,Bluetooth,WiFi | No | No | Yes | Yes | Yes | Yes | Autani Energy Center, Avi-on, Douglas Dialog, Enlighted IOT System, Lutron- Vive, McWoing TruBlu, Nedap Luxon, Signify Easysense | No | No | No | Yes | No | No | No |  | Yes | Yes | Yes | No | JJJOWB | [10 empty] | 7247.42 | 136.051 | 53.27 | 10.3 | 0.953 | 3500 | 83 | 8 | 84 | 97 | -11 | [5 empty] | No | No | No | No | No | [9 empty] | AC |  | 120 | 277 |  |  | 7247.42 | 53.27
Solid State Lighting | 5 | PNXCRA3Z | Saylite/Texas Fluorescents Reinvented | Saylite | 555A48LF48W6000DMV35K | Indoor Luminaires | Linear Ambient | Direct Linear Ambient Luminaires |  |  |  | Standard | [16 empty] | 2017-02-03 | Yes | Continuous Dimming to 10% or below | [23 empty] | YYYBKU | [10 empty] | 5876 | 122.42 | 48 | 7.6 | 0.99 | 3500 | 82 |  |  |  |  | 4 | 4.0 ft | [7 empty] | No | [9 empty] | AC | Only qualified in ceiling-mounted configuration, Updated on 10/31/2019
Solid State Lighting | 5 | PNY66H55 | Saylite/Texas Fluorescents Reinvented | Saylite | DCC200E135W14000LMV50K | Outdoor Luminaires | High Output | Outdoor Full-Cutoff Wall-Mounted Area Luminaires |  |  |  | Standard | [16 empty] | 2017-01-17 | Yes | Not Dimmable | [23 empty] | YYYBIJ | [10 empty] | 14000 | 104 | 135 | 18.16 | 0.9 | 5000 | 82 | [13 empty] | No | [9 empty] | AC | Updated on 10/31/2019
Solid State Lighting | 5.1 | PO0IYD3W | Saylite/Texas Fluorescents Reinvented | Saylite | C96LFRY80WD(D,G,DALI,DEXAL,SR)MV30Koooo | Indoor Luminaires | Linear Ambient | Direct Linear Ambient Luminaires |  |  |  | Standard | [16 empty] | 2021-09-30 | Yes | Continuous Dimming to 10% or below | LLLC,Energy Monitoring,High End Trim | Multifunction Sensor, Sensor Receptacle, Daylight Sensing, Occupancy Sensing | 0-10V Analog, DALI, DMX, Phase Cut | Zigbee,Bluetooth,WiFi | No | No | Yes | Yes | Yes | Yes | Autani Energy Center, Avi-on, Douglas Dialog, Enlighted IOT System, Lutron- Vive, McWoing TruBlu, Nedap Luxon, Signify Easysense | Yes | Yes | No | Yes | Yes | Yes | Yes | No | Yes | Yes | Yes | No | RRRWGM | [10 empty] | 11415 | 142.69 | 80 | 13.2 | 0.898 | 3000 | 84 | 9 | 83 | 98 | -11 | 8 |  |  |  |  | No | No | No | No | No | [9 empty] | AC |  | 120 | 277 |  |  | 11415 | 80
Solid State Lighting | 5.1 | PO0P9JPF | Saylite/Texas Fluorescents Reinvented | Saylite | S48LFRY35WD(D,G,DALI,DEXAL,SR)MV50Koooo | Indoor Luminaires | Linear Ambient | Direct Linear Ambient Luminaires |  |  |  | Standard | [16 empty] | 2021-09-30 | Yes | Continuous Dimming to 10% or below | LLLC,Energy Monitoring,High End Trim | Multifunction Sensor, Sensor Receptacle, Daylight Sensing, Occupancy Sensing | 0-10V Analog, DALI, DMX, Phase Cut | Zigbee,Bluetooth,WiFi | No | No | Yes | Yes | Yes | Yes | Autani Energy Center, Avi-on, Douglas Dialog, Enlighted IOT System, Lutron- Vive, McWoing TruBlu, Nedap Luxon, Signify Easysense | Yes | Yes | No | Yes | Yes | Yes | Yes | No | Yes | Yes | Yes | No | RRRWGM | [10 empty] | 5399 | 154.25 | 35 | 13.2 | 0.898 | 5000 | 83 | 12 | 82 | 97 | -12 | 4 |  |  |  |  | No | No | No | No | No | [9 empty] | AC |  | 120 | 277 |  |  | 5399 | 35
Solid State Lighting | 5 | PO0VSN5Y | Saylite/Texas Fluorescents Reinvented | Fleco Industries | HIL24LX100W15000LDMV50Koooo (except WG) | Indoor Luminaires | High-Bay | High-Bay Luminaires for Commercial and Industrial Buildings |  |  |  | Premium | [16 empty] | 2020-06-23 | Yes | Continuous Dimming to 10% or below | [23 empty] | TTTVRK | [10 empty] | 16310 | 163.1 | 100 | 9.45 | 0.966 | 5000 | 83 | [13 empty] | No | [9 empty] | AC |  | 120 | 277 |  |  | 16310 | 100
Solid State Lighting | 5 | PO4AVKX2 | Saylite/Texas Fluorescents Reinvented | Fleco Industries | HILFR24LX170W25000LDMV35Koooo (except WG) | Indoor Luminaires | High-Bay | High-Bay Luminaires for Commercial and Industrial Buildings |  |  |  | Premium | [16 empty] | 2020-06-23 | Yes | Continuous Dimming to 10% or below | [23 empty] | TTTVRK | [10 empty] | 24240 | 142.588 | 170 | 9.18 | 0.976 | 3500 | 83 | [13 empty] | No | [9 empty] | AC |  | 120 | 277 |  |  | 24240 | 170
Solid State Lighting | 5.1 | PO5E4G2U | Saylite/Texas Fluorescents Reinvented | Saylite | C96LY80WD(D,G,DALI,DEXAL,SR)MV50Koooo | Indoor Luminaires | Linear Ambient | Direct Linear Ambient Luminaires |  |  |  | Standard | [16 empty] | 2021-09-30 | Yes | Continuous Dimming to 10% or below | LLLC,Energy Monitoring,High End Trim | Multifunction Sensor, Sensor Receptacle, Daylight Sensing, Occupancy Sensing | 0-10V Analog, DALI, DMX, Phase Cut | Zigbee,Bluetooth,WiFi | No | No | Yes | Yes | Yes | Yes | Autani Energy Center, Avi-on, Douglas Dialog, Enlighted IOT System, Lutron- Vive, McWoing TruBlu, Nedap Luxon, Signify Easysense | Yes | Yes | No | Yes | Yes | Yes | Yes | No | Yes | Yes | Yes | No | RRRWGM | [10 empty] | 13304 | 166.3 | 80 | 10 | 0.994 | 5000 | 82 | 10 | 81 | 97 | -12 | 8 |  |  |  |  | No | No | No | No | No | [9 empty] | AC |  | 120 | 277 |  |  | 13304 | 80
Solid State Lighting | 5.1 | PO5FYZ8M | Saylite/Texas Fluorescents Reinvented | Saylite | 4RB(421 or 501)LY35WD(D,G,DALI,DEXAL,SR)MV50Koooo | Indoor Retrofit Kit | Linear Ambient | Retrofit Kits for Direct Linear Ambient Luminaires | Luminaire Specific |  |  | Standard | [16 empty] | 2021-09-30 | Yes | Continuous Dimming to 10% or below | LLLC,Energy Monitoring,High End Trim | Multifunction Sensor, Sensor Receptacle, Daylight Sensing, Occupancy Sensing | 0-10V Analog, DALI, DMX, Phase Cut | Zigbee,Bluetooth,WiFi | No | No | Yes | Yes | Yes | Yes | Autani Energy Center, Avi-on, Douglas Dialog, Enlighted IOT System, Lutron- Vive, McWoing TruBlu, Nedap Luxon, Signify Easysense | Yes | Yes | No | Yes | Yes | Yes | Yes | No | Yes | Yes | Yes | No | RRRWGM | [10 empty] | 5874 | 167.82 | 35 | 10 | 0.994 | 5000 | 82 | 10 | 81 | 97 | -12 | 4 |  |  |  |  | No | No | No | No | No | [9 empty] | AC |  | 120 | 277 |  |  | 5874 | 35
Solid State Lighting | 5.1 | PO5YYBW0 | Saylite/Texas Fluorescents Reinvented | Saylite | 8RB(421 or 501)LY40WD(D,G,DALI,DEXAL,SR)MV30Koooo | Indoor Retrofit Kit | Linear Ambient | Retrofit Kits for Direct Linear Ambient Luminaires | Luminaire Specific |  |  | Standard | [16 empty] | 2021-09-30 | Yes | Continuous Dimming to 10% or below | LLLC,Energy Monitoring,High End Trim | Multifunction Sensor, Sensor Receptacle, Daylight Sensing, Occupancy Sensing | 0-10V Analog, DALI, DMX, Phase Cut | Zigbee,Bluetooth,WiFi | No | No | Yes | Yes | Yes | Yes | Autani Energy Center, Avi-on, Douglas Dialog, Enlighted IOT System, Lutron- Vive, McWoing TruBlu, Nedap Luxon, Signify Easysense | Yes | Yes | No | Yes | Yes | Yes | Yes | No | Yes | Yes | Yes | No | RRRWGM | [10 empty] | 6360 | 158.99 | 40 | 13.2 | 0.898 | 3000 | 84 | 9 | 83 | 98 | -11 | 8 |  |  |  |  | No | No | No | No | No | [9 empty] | AC |  | 120 | 277 |  |  | 6360 | 40
Solid State Lighting | 5 | PO6KM2A7 | Saylite/Texas Fluorescents Reinvented | Fleco Industries | HIL24LX70W10000LDMV40Koooo (except WG) | Indoor Luminaires | High-Bay | High-Bay Luminaires for Commercial and Industrial Buildings |  |  |  | Premium | [16 empty] | 2020-06-23 | Yes | Continuous Dimming to 10% or below | [23 empty] | TTTVRK | [10 empty] | 10410 | 155.373 | 67 | 9.6 | 0.961 | 4000 | 83 | [13 empty] | No | [9 empty] | AC |  | 120 | 277 |  |  | 10410 | 67
Solid State Lighting | 5.1 | PO7X2HN2 | Saylite/Texas Fluorescents Reinvented | Saylite | RKCIT48LY45WDMV50K | Indoor Retrofit Kit | Linear Ambient | Retrofit Kits for Direct Linear Ambient Luminaires | Luminaire Specific |  |  | Standard | [16 empty] | 2021-04-28 | Yes | Continuous Dimming to 10% or below | Energy Monitoring, High-end Trim, Autani Energy Center, Avi-on, Douglas Dialog, Enlighted IOT System, Lutron- Vive, McWoing TruBlu, Nedap Luxon, Signify Easysense | Daylight Sensor, Occupancy Sensor, Multifunction Sensor, Integral Sensor Receptacle | 0-10V Analog,DALI,DMX | Zigbee, Bluetooth, Wifi | No | No | Yes | Yes | Yes | Yes | Autani Energy Center, Avi-on, Douglas Dialog, Enlighted IOT System, Lutron- Vive, McWoing TruBlu, Nedap Luxon, Signify Easysense | Yes | Yes | No | Yes | Yes | Yes | No | No | Yes | Yes | Yes |  | BBBFSF | [10 empty] | 6529.2 | 145.093 | 45 | 9.5 | 0.902 | 5000 | 82 | 11 | 82 | 97 | -12 | 4 | 4.0 ft |  |  |  | No | No | No | No | No | [9 empty] | AC |  | 120 | 277 |  |  | 6529.2 | 45
Solid State Lighting | 5.1 | PO9DP399 | Saylite/Texas Fluorescents Reinvented | Saylite | (SS,SV,SD,SM)CBF14LY15WDMV40Koooo | Indoor Luminaires | Troffer | 1x4 Luminaires for Ambient Lighting of Interior Commercial Spaces |  |  |  | Standard | [16 empty] | 2021-07-29 | Yes | Continuous Dimming to 10% or below | Autani Energy Center, Avi-on, Douglas Dialog, Enlighted IOT System, Lutron- Vive, McWoing TruBlu, Nedap Luxon, Signify Easysense | Multifunction Sensor,Sensor Receptacle,Daylight Sensor,Occupancy Sensing | 0-10V Analog | Zigbee,Bluetooth,WiFi | No | No | Yes | Yes | Yes | Yes | Autani Energy Center, Avi-on, Douglas Dialog, Enlighted IOT System, Lutron- Vive, McWoing TruBlu, Nedap Luxon, Signify Easysense | No | No | No | Yes | No | No | No |  | Yes | Yes | Yes | No | JJJOWB | [10 empty] | 2137.29 | 139.146 | 15.36 | 9.7 | 0.913 | 4000 | 84 | 9 | 83 | 98 | -11 | [5 empty] | No | No | No | No | No | [9 empty] | AC |  | 120 | 277 |  |  | 2137.29 | 15.36
Solid State Lighting | 5.1 | POBIP9XL | Saylite/Texas Fluorescents Reinvented | Saylite | S48LFRY40WD(D,G,DALI,DEXAL,SR)MV40Koooo | Indoor Luminaires | Linear Ambient | Direct Linear Ambient Luminaires |  |  |  | Standard | [16 empty] | 2021-09-30 | Yes | Continuous Dimming to 10% or below | LLLC,Energy Monitoring,High End Trim | Multifunction Sensor, Sensor Receptacle, Daylight Sensing, Occupancy Sensing | 0-10V Analog, DALI, DMX, Phase Cut | Zigbee,Bluetooth,WiFi | No | No | Yes | Yes | Yes | Yes | Autani Energy Center, Avi-on, Douglas Dialog, Enlighted IOT System, Lutron- Vive, McWoing TruBlu, Nedap Luxon, Signify Easysense | Yes | Yes | No | Yes | Yes | Yes | Yes | No | Yes | Yes | Yes | No | RRRWGM | [10 empty] | 6109 | 152.73 | 40 | 13.2 | 0.898 | 4000 | 84 | 9 | 83 | 98 | -11 | 4 |  |  |  |  | No | No | No | No | No | [9 empty] | AC |  | 120 | 277 |  |  | 6109 | 40
Solid State Lighting | 5.1 | POBS3U7B | Saylite/Texas Fluorescents Reinvented | Saylite | C48LFRY50WD(D,G,DALI,DEXAL,SR)MV40Koooo | Indoor Luminaires | Linear Ambient | Direct Linear Ambient Luminaires |  |  |  | Standard | [16 empty] | 2021-09-30 | Yes | Continuous Dimming to 10% or below | LLLC,Energy Monitoring,High End Trim | Multifunction Sensor, Sensor Receptacle, Daylight Sensing, Occupancy Sensing | 0-10V Analog, DALI, DMX, Phase Cut | Zigbee,Bluetooth,WiFi | No | No | Yes | Yes | Yes | Yes | Autani Energy Center, Avi-on, Douglas Dialog, Enlighted IOT System, Lutron- Vive, McWoing TruBlu, Nedap Luxon, Signify Easysense | Yes | Yes | No | Yes | Yes | Yes | Yes | No | Yes | Yes | Yes | No | RRRWGM | [10 empty] | 7485 | 149.69 | 50 | 13.2 | 0.898 | 4000 | 84 | 9 | 83 | 98 | -11 | 4 |  |  |  |  | No | No | No | No | No | [9 empty] | AC |  | 120 | 277 |  |  | 7485 | 50
Solid State Lighting | 5 | POCOEBEF | Saylite/Texas Fluorescents Reinvented | Fleco Industries | HILFR24LX70W10000LDMV40Koooo (except WG) | Indoor Luminaires | High-Bay | High-Bay Luminaires for Commercial and Industrial Buildings |  |  |  | Premium | [16 empty] | 2020-06-23 | Yes | Continuous Dimming to 10% or below | [23 empty] | TTTVRK | [10 empty] | 9700 | 144.776 | 67 | 10.02 | 0.96 | 4000 | 83 | [13 empty] | No | [9 empty] | AC |  | 120 | 277 |  |  | 9700 | 67
Solid State Lighting | 5.1 | POF4CT0M | Saylite/Texas Fluorescents Reinvented | Saylite | (SS,SV,SD,SM)CBF22LY20WDMV30Koooo | Indoor Luminaires | Troffer | 2x2 Luminaires for Ambient Lighting of Interior Commercial Spaces |  |  |  | Standard | [16 empty] | 2021-07-29 | Yes | Continuous Dimming to 10% or below | Autani Energy Center, Avi-on, Douglas Dialog, Enlighted IOT System, Lutron- Vive, McWoing TruBlu, Nedap Luxon, Signify Easysense | Multifunction Sensor,Sensor Receptacle,Daylight Sensor,Occupancy Sensing | 0-10V Analog | Zigbee,Bluetooth,WiFi | No | No | Yes | Yes | Yes | Yes | Autani Energy Center, Avi-on, Douglas Dialog, Enlighted IOT System, Lutron- Vive, McWoing TruBlu, Nedap Luxon, Signify Easysense | No | No | No | Yes | No | No | No |  | Yes | Yes | Yes | No | JJJOWB | [10 empty] | 2530.27 | 126.513 | 20 | 11.3 | 0.909 | 3000 | 83 | 9 | 84 | 97 | -11 | [5 empty] | No | No | No | No | No | [9 empty] | AC |  | 120 | 277 |  |  | 2530.27 | 20
Solid State Lighting | 5.1 | POFP6TUF | Saylite/Texas Fluorescents Reinvented | Saylite | C96LFRY100WD(D,G,DALI,DEXAL,SR)MV40Koooo | Indoor Luminaires | Linear Ambient | Direct Linear Ambient Luminaires |  |  |  | Standard | [16 empty] | 2021-09-30 | Yes | Continuous Dimming to 10% or below | LLLC,Energy Monitoring,High End Trim | Multifunction Sensor, Sensor Receptacle, Daylight Sensing, Occupancy Sensing | 0-10V Analog, DALI, DMX, Phase Cut | Zigbee,Bluetooth,WiFi | No | No | Yes | Yes | Yes | Yes | Autani Energy Center, Avi-on, Douglas Dialog, Enlighted IOT System, Lutron- Vive, McWoing TruBlu, Nedap Luxon, Signify Easysense | Yes | Yes | No | Yes | Yes | Yes | Yes | No | Yes | Yes | Yes | No | RRRWGM | [10 empty] | 14969 | 149.69 | 100 | 13.2 | 0.898 | 4000 | 84 | 9 | 83 | 98 | -11 | 8 |  |  |  |  | No | No | No | No | No | [9 empty] | AC |  | 120 | 277 |  |  | 14969 | 100
Solid State Lighting | 5.1 | POG96TXR | Saylite/Texas Fluorescents Reinvented | Saylite | S96LY70WD(D,G,DALI,DEXAL,SR)MV50Koooo | Indoor Luminaires | Linear Ambient | Direct Linear Ambient Luminaires |  |  |  | Standard | [16 empty] | 2021-09-30 | Yes | Continuous Dimming to 10% or below | LLLC,Energy Monitoring,High End Trim | Multifunction Sensor, Sensor Receptacle, Daylight Sensing, Occupancy Sensing | 0-10V Analog, DALI, DMX, Phase Cut | Zigbee,Bluetooth,WiFi | No | No | Yes | Yes | Yes | Yes | Autani Energy Center, Avi-on, Douglas Dialog, Enlighted IOT System, Lutron- Vive, McWoing TruBlu, Nedap Luxon, Signify Easysense | Yes | Yes | No | Yes | Yes | Yes | Yes | No | Yes | Yes | Yes | No | RRRWGM | [10 empty] | 11747 | 167.82 | 70 | 10 | 0.994 | 5000 | 82 | 10 | 81 | 97 | -12 | 8 |  |  |  |  | No | No | No | No | No | [9 empty] | AC |  | 120 | 277 |  |  | 11747 | 70
Solid State Lighting | 5.1 | POHDT675 | Saylite/Texas Fluorescents Reinvented | Saylite | 209A96LY40WDMV35Koooo | Indoor Luminaires | Linear Ambient | Direct Linear Ambient Luminaires |  |  |  | Standard | [16 empty] | 2021-11-02 | No | Continuous Dimming to 10% or below | No Control Capability | No Sensor | 0-10V Analog | No Wireless Protocol | No | No | No | No | No | No |  | No | No | No | Yes | No | No | No | No | No | No | No | No | VVVZVR | [10 empty] | 6478 | 161.94 | 40 | 9.2 | 0.916 | 3500 | 84 | 10 | 84 | 97 | -11 | 8 | 8.0 ft |  |  |  | No | No | No | No | No | [9 empty] | AC |  | 120 | 277 |  |  | 6478 | 40
Solid State Lighting | 5.1 | POI8R3LO | Saylite/Texas Fluorescents Reinvented | Saylite | 200A296LY100WDMV30Koooo | Indoor Luminaires | Linear Ambient | Direct Linear Ambient Luminaires |  |  |  | Standard | [16 empty] | 2021-11-02 | No | Continuous Dimming to 10% or below | No Control Capability | No Sensor | 0-10V Analog | No Wireless Protocol | No | No | No | No | No | No |  | No | No | No | Yes | No | No | No | No | No | No | No | No | VVVZVR | [10 empty] | 14657 | 146.57 | 100 | 13.2 | 0.898 | 3000 | 84 | 9 | 84 | 97 | -11 | 8 | 8.0 ft |  |  |  | No | No | No | No | No | [9 empty] | AC |  | 120 | 277 |  |  | 14657 | 100
Solid State Lighting | 5.1 | POIIVMXE | Saylite/Texas Fluorescents Reinvented | Saylite | CITE48LRFY20WDMV35K | Indoor Luminaires | Linear Ambient | Direct Linear Ambient Luminaires |  |  |  | Standard | [16 empty] | 2021-04-28 | Yes | Continuous Dimming to 10% or below | Energy Monitoring, High-end Trim, Autani Energy Center, Avi-on, Douglas Dialog, Enlighted IOT System, Lutron- Vive, McWoing TruBlu, Nedap Luxon, Signify Easysense | Daylight Sensor, Occupancy Sensor, Multifunction Sensor, Integral Sensor Receptacle | 0-10V Analog,DALI,DMX | Zigbee, Bluetooth, Wifi | No | No | Yes | Yes | Yes | Yes | Autani Energy Center, Avi-on, Douglas Dialog, Enlighted IOT System, Lutron- Vive, McWoing TruBlu, Nedap Luxon, Signify Easysense | Yes | Yes | No | Yes | Yes | Yes | No | No | Yes | Yes | Yes |  | BBBFSF | [10 empty] | 2955.7 | 147.785 | 20 | 9.5 | 0.902 | 3500 | 84 | 10 | 84 | 98 | -11 | 4 | 4.0 ft |  |  |  | No | No | No | No | No | [9 empty] | AC |  | 120 | 277 |  |  | 2955.7 | 20
Solid State Lighting | 5.1 | POMN3B6L | Saylite/Texas Fluorescents Reinvented | Saylite | C96LY60WD(D,G,DALI,DEXAL,SR)MV35Koooo | Indoor Luminaires | Linear Ambient | Direct Linear Ambient Luminaires |  |  |  | Standard | [16 empty] | 2021-09-30 | Yes | Continuous Dimming to 10% or below | LLLC,Energy Monitoring,High End Trim | Multifunction Sensor, Sensor Receptacle, Daylight Sensing, Occupancy Sensing | 0-10V Analog, DALI, DMX, Phase Cut | Zigbee,Bluetooth,WiFi | No | No | Yes | Yes | Yes | Yes | Autani Energy Center, Avi-on, Douglas Dialog, Enlighted IOT System, Lutron- Vive, McWoing TruBlu, Nedap Luxon, Signify Easysense | Yes | Yes | No | Yes | Yes | Yes | Yes | No | Yes | Yes | Yes | No | RRRWGM | [10 empty] | 10162 | 165.83 | 61.28 | 10 | 0.994 | 3500 | 83 | 8 | 83 | 98 | -11 | 8 |  |  |  |  | No | No | No | No | No | [9 empty] | AC |  | 120 | 277 |  |  | 10162 | 61.28
Solid State Lighting | 5 | PONDHB8V | Saylite/Texas Fluorescents Reinvented | Saylite | 24CJ57W7100LW10DMV30K | Indoor Retrofit Kit | Troffer | Linear Retrofit Kits for 2x4 Luminaires | General Purpose |  |  | Standard | [16 empty] | 2018-05-25 | Yes | Continuous Dimming to 10% or below | [23 empty] | LLLBNI | [10 empty] | 7013 | 125.009 | 56.1 | 4.7 | 0.97 | 3000 | 83 | [6 empty] | TRUE | [6 empty] | No | [9 empty] | AC | Updated on 10/31/2019
Solid State Lighting | 5.1 | POP837FL | Saylite/Texas Fluorescents Reinvented | Saylite | S48LFRY40WD(D,G,DALI,DEXAL,SR)MV50Koooo | Indoor Luminaires | Linear Ambient | Direct Linear Ambient Luminaires |  |  |  | Standard | [16 empty] | 2021-09-30 | Yes | Continuous Dimming to 10% or below | LLLC,Energy Monitoring,High End Trim | Multifunction Sensor, Sensor Receptacle, Daylight Sensing, Occupancy Sensing | 0-10V Analog, DALI, DMX, Phase Cut | Zigbee,Bluetooth,WiFi | No | No | Yes | Yes | Yes | Yes | Autani Energy Center, Avi-on, Douglas Dialog, Enlighted IOT System, Lutron- Vive, McWoing TruBlu, Nedap Luxon, Signify Easysense | Yes | Yes | No | Yes | Yes | Yes | Yes | No | Yes | Yes | Yes | No | RRRWGM | [10 empty] | 6109 | 152.73 | 40 | 13.2 | 0.898 | 5000 | 83 | 12 | 82 | 97 | -12 | 4 |  |  |  |  | No | No | No | No | No | [9 empty] | AC |  | 120 | 277 |  |  | 6109 | 40
Solid State Lighting | 5.1 | POPUK4H5 | Saylite/Texas Fluorescents Reinvented | Saylite | S96LY108WD(D,G,DALI,DEXAL,SR)MV30Koooo | Indoor Luminaires | Linear Ambient | Direct Linear Ambient Luminaires |  |  |  | Standard | [16 empty] | 2021-09-30 | Yes | Continuous Dimming to 10% or below | LLLC,Energy Monitoring,High End Trim | Multifunction Sensor, Sensor Receptacle, Daylight Sensing, Occupancy Sensing | 0-10V Analog, DALI, DMX, Phase Cut | Zigbee,Bluetooth,WiFi | No | No | Yes | Yes | Yes | Yes | Autani Energy Center, Avi-on, Douglas Dialog, Enlighted IOT System, Lutron- Vive, McWoing TruBlu, Nedap Luxon, Signify Easysense | Yes | Yes | No | Yes | Yes | Yes | Yes | No | Yes | Yes | Yes | No | RRRWGM | [10 empty] | 15988 | 149.87 | 106.68 | 10 | 0.994 | 3000 | 83 | 7 | 83 | 98 | -11 | 8 |  |  |  |  | No | No | No | No | No | [9 empty] | AC |  | 120 | 277 |  |  | 15988 | 106.68
Solid State Lighting | 5.1 | POQN30AX | Saylite/Texas Fluorescents Reinvented | Saylite | C96LY100WD(D,G,DALI,DEXAL,SR)MV30Koooo | Indoor Luminaires | Linear Ambient | Direct Linear Ambient Luminaires |  |  |  | Standard | [16 empty] | 2021-09-30 | Yes | Continuous Dimming to 10% or below | LLLC,Energy Monitoring,High End Trim | Multifunction Sensor, Sensor Receptacle, Daylight Sensing, Occupancy Sensing | 0-10V Analog, DALI, DMX, Phase Cut | Zigbee,Bluetooth,WiFi | No | No | Yes | Yes | Yes | Yes | Autani Energy Center, Avi-on, Douglas Dialog, Enlighted IOT System, Lutron- Vive, McWoing TruBlu, Nedap Luxon, Signify Easysense | Yes | Yes | No | Yes | Yes | Yes | Yes | No | Yes | Yes | Yes | No | RRRWGM | [10 empty] | 15253 | 152.53 | 100 | 10 | 0.994 | 3000 | 83 | 8 | 83 | 98 | -11 | 8 |  |  |  |  | No | No | No | No | No | [9 empty] | AC |  | 120 | 277 |  |  | 15253 | 100
Solid State Lighting | 5.1 | POR5K19M | Saylite/Texas Fluorescents Reinvented | Saylite | S48LFRY30WD(D,G,DALI,DEXAL,SR)MV35Koooo | Indoor Luminaires | Linear Ambient | Direct Linear Ambient Luminaires |  |  |  | Standard | [16 empty] | 2021-09-30 | Yes | Continuous Dimming to 10% or below | LLLC,Energy Monitoring,High End Trim | Multifunction Sensor, Sensor Receptacle, Daylight Sensing, Occupancy Sensing | 0-10V Analog, DALI, DMX, Phase Cut | Zigbee,Bluetooth,WiFi | No | No | Yes | Yes | Yes | Yes | Autani Energy Center, Avi-on, Douglas Dialog, Enlighted IOT System, Lutron- Vive, McWoing TruBlu, Nedap Luxon, Signify Easysense | Yes | Yes | No | Yes | Yes | Yes | Yes | No | Yes | Yes | Yes | No | RRRWGM | [10 empty] | 4674 | 152.54 | 30.64 | 13.2 | 0.898 | 3500 | 84 | 9 | 83 | 98 | -11 | 4 |  |  |  |  | No | No | No | No | No | [9 empty] | AC |  | 120 | 277 |  |  | 4674 | 30.64
Solid State Lighting | 5.1 | POSFIGKQ | Saylite/Texas Fluorescents Reinvented | Saylite | 200A296LY70WDMV40Koooo | Indoor Luminaires | Linear Ambient | Direct Linear Ambient Luminaires |  |  |  | Standard | [16 empty] | 2021-11-02 | No | Continuous Dimming to 10% or below | No Control Capability | No Sensor | 0-10V Analog | No Wireless Protocol | No | No | No | No | No | No |  | No | No | No | Yes | No | No | No | No | No | No | No | No | VVVZVR | [10 empty] | 11341 | 162.02 | 70 | 13.2 | 0.898 | 4000 | 84 | 9 | 84 | 97 | -11 | 8 | 8.0 ft |  |  |  | No | No | No | No | No | [9 empty] | AC |  | 120 | 277 |  |  | 11341 | 70
Solid State Lighting | 5 | POSRJ0M3 | Saylite/Texas Fluorescents Reinvented | Saylite | 14CJ48W5800LW10DMV40K | Indoor Retrofit Kit | Troffer | Linear Retrofit Kits for 1x4 Luminaires | General Purpose |  |  | Standard | [16 empty] | 2018-05-25 | Yes | Continuous Dimming to 10% or below | [23 empty] | LLLBNI | [10 empty] | 5817 | 121.44 | 47.9 | 4.9 | 0.97 | 4000 | 83 | [13 empty] | No | [9 empty] | AC | Updated on 10/31/2019
Solid State Lighting | 5.1 | POU9YBXX | Saylite/Texas Fluorescents Reinvented | Saylite | C96LY80WD(D,G,DALI,DEXAL,SR)MV30Koooo | Indoor Luminaires | Linear Ambient | Direct Linear Ambient Luminaires |  |  |  | Standard | [16 empty] | 2021-09-30 | Yes | Continuous Dimming to 10% or below | LLLC,Energy Monitoring,High End Trim | Multifunction Sensor, Sensor Receptacle, Daylight Sensing, Occupancy Sensing | 0-10V Analog, DALI, DMX, Phase Cut | Zigbee,Bluetooth,WiFi | No | No | Yes | Yes | Yes | Yes | Autani Energy Center, Avi-on, Douglas Dialog, Enlighted IOT System, Lutron- Vive, McWoing TruBlu, Nedap Luxon, Signify Easysense | Yes | Yes | No | Yes | Yes | Yes | Yes | No | Yes | Yes | Yes | No | RRRWGM | [10 empty] | 12429 | 155.37 | 80 | 10 | 0.994 | 3000 | 83 | 8 | 83 | 98 | -11 | 8 |  |  |  |  | No | No | No | No | No | [9 empty] | AC |  | 120 | 277 |  |  | 12429 | 80
Solid State Lighting | 5.1 | POWEY04R | Saylite/Texas Fluorescents Reinvented | Saylite | 209A24LY15WDMV35Koooo | Indoor Luminaires | Linear Ambient | Direct Linear Ambient Luminaires |  |  |  | Standard | [16 empty] | 2021-11-02 | No | Continuous Dimming to 10% or below | No Control Capability | No Sensor | 0-10V Analog | No Wireless Protocol | No | No | No | No | No | No |  | No | No | No | Yes | No | No | No | No | No | No | No | No | VVVZVR | [10 empty] | 2102 | 137.86 | 15.3 | 9.6 | 0.909 | 3500 | 85 | 14 | 84 | 98 | -10 | 2 | 2.0 ft |  |  |  | No | No | No | No | No | [9 empty] | AC |  | 120 | 277 |  |  | 2102 | 15.3
Solid State Lighting | 5.1 | POYQIE35 | Saylite/Texas Fluorescents Reinvented | Saylite | S48LFRY50WD(D,G,DALI,DEXAL,SR)MV35Koooo | Indoor Luminaires | Linear Ambient | Direct Linear Ambient Luminaires |  |  |  | Standard | [16 empty] | 2021-09-30 | Yes | Continuous Dimming to 10% or below | LLLC,Energy Monitoring,High End Trim | Multifunction Sensor, Sensor Receptacle, Daylight Sensing, Occupancy Sensing | 0-10V Analog, DALI, DMX, Phase Cut | Zigbee,Bluetooth,WiFi | No | No | Yes | Yes | Yes | Yes | Autani Energy Center, Avi-on, Douglas Dialog, Enlighted IOT System, Lutron- Vive, McWoing TruBlu, Nedap Luxon, Signify Easysense | Yes | Yes | No | Yes | Yes | Yes | Yes | No | Yes | Yes | Yes | No | RRRWGM | [10 empty] | 7329 | 146.59 | 50 | 13.2 | 0.898 | 3500 | 84 | 9 | 83 | 98 | -11 | 4 |  |  |  |  | No | No | No | No | No | [9 empty] | AC |  | 120 | 277 |  |  | 7329 | 50
Solid State Lighting | 5.1 | PP0AN4WX | Saylite/Texas Fluorescents Reinvented | Saylite | S96LFRY108WD(D,G,DALI,DEXAL,SR)MV35Koooo | Indoor Luminaires | Linear Ambient | Direct Linear Ambient Luminaires |  |  |  | Standard | [16 empty] | 2021-09-30 | Yes | Continuous Dimming to 10% or below | LLLC,Energy Monitoring,High End Trim | Multifunction Sensor, Sensor Receptacle, Daylight Sensing, Occupancy Sensing | 0-10V Analog, DALI, DMX, Phase Cut | Zigbee,Bluetooth,WiFi | No | No | Yes | Yes | Yes | Yes | Autani Energy Center, Avi-on, Douglas Dialog, Enlighted IOT System, Lutron- Vive, McWoing TruBlu, Nedap Luxon, Signify Easysense | Yes | Yes | No | Yes | Yes | Yes | Yes | No | Yes | Yes | Yes | No | RRRWGM | [10 empty] | 15585 | 146.09 | 106.68 | 13.2 | 0.898 | 3500 | 83 | 8 | 83 | 98 | -11 | 8 |  |  |  |  | No | No | No | No | No | [9 empty] | AC |  | 120 | 277 |  |  | 15585 | 106.68
Solid State Lighting | 5.1 | PP0CBUWX | Saylite/Texas Fluorescents Reinvented | Saylite | S96LFRY90WD(D,G,DALI,DEXAL,SR)MV50Koooo | Indoor Luminaires | Linear Ambient | Direct Linear Ambient Luminaires |  |  |  | Standard | [16 empty] | 2021-09-30 | Yes | Continuous Dimming to 10% or below | LLLC,Energy Monitoring,High End Trim | Multifunction Sensor, Sensor Receptacle, Daylight Sensing, Occupancy Sensing | 0-10V Analog, DALI, DMX, Phase Cut | Zigbee,Bluetooth,WiFi | No | No | Yes | Yes | Yes | Yes | Autani Energy Center, Avi-on, Douglas Dialog, Enlighted IOT System, Lutron- Vive, McWoing TruBlu, Nedap Luxon, Signify Easysense | Yes | Yes | No | Yes | Yes | Yes | Yes | No | Yes | Yes | Yes | No | RRRWGM | [10 empty] | 13609 | 151.2 | 90 | 13.2 | 0.898 | 5000 | 83 | 12 | 82 | 97 | -12 | 8 |  |  |  |  | No | No | No | No | No | [9 empty] | AC |  | 120 | 277 |  |  | 13609 | 45
Solid State Lighting | 5.1 | PP23FW3G | Saylite/Texas Fluorescents Reinvented | Saylite | 209A96LY90WDMV50Koooo | Indoor Luminaires | Linear Ambient | Direct Linear Ambient Luminaires |  |  |  | Standard | [16 empty] | 2021-11-02 | No | Continuous Dimming to 10% or below | No Control Capability | No Sensor | 0-10V Analog | No Wireless Protocol | No | No | No | No | No | No |  | No | No | No | Yes | No | No | No | No | No | No | No | No | VVVZVR | [10 empty] | 14325 | 159.17 | 90 | 13.2 | 0.898 | 5000 | 84 | 13 | 82 | 96 | -12 | 8 | 8.0 ft |  |  |  | No | No | No | No | No | [9 empty] | AC |  | 120 | 277 |  |  | 14325 | 90
Solid State Lighting | 5.1 | PP2CQ5PT | Saylite/Texas Fluorescents Reinvented | Saylite | S48LFRY40WD(D,G,DALI,DEXAL,SR)MV30Koooo | Indoor Luminaires | Linear Ambient | Direct Linear Ambient Luminaires |  |  |  | Standard | [16 empty] | 2021-09-30 | Yes | Continuous Dimming to 10% or below | LLLC,Energy Monitoring,High End Trim | Multifunction Sensor, Sensor Receptacle, Daylight Sensing, Occupancy Sensing | 0-10V Analog, DALI, DMX, Phase Cut | Zigbee,Bluetooth,WiFi | No | No | Yes | Yes | Yes | Yes | Autani Energy Center, Avi-on, Douglas Dialog, Enlighted IOT System, Lutron- Vive, McWoing TruBlu, Nedap Luxon, Signify Easysense | Yes | Yes | No | Yes | Yes | Yes | Yes | No | Yes | Yes | Yes | No | RRRWGM | [10 empty] | 5708 | 142.69 | 40 | 13.2 | 0.898 | 3000 | 84 | 9 | 83 | 98 | -11 | 4 |  |  |  |  | No | No | No | No | No | [9 empty] | AC |  | 120 | 277 |  |  | 5708 | 40
Solid State Lighting | 5 | PP36KUES | Saylite/Texas Fluorescents Reinvented | Saylite | 131A22LF20W2300LDMV50K | Indoor Luminaires | Troffer | 2x2 Luminaires for Ambient Lighting of Interior Commercial Spaces |  |  |  | Standard | [16 empty] | 2017-02-03 | No | Continuous Dimming to 10% or below | [23 empty] | YYYBLD | [10 empty] | 2384 | 115 | 20.6 | 8.5 | 0.989 | 5000 | 84 | [13 empty] | No | [9 empty] | AC | Updated on 10/31/2019
Solid State Lighting | 5.1 | PP37ONSB | Saylite/Texas Fluorescents Reinvented | Saylite | C96LY50WD(D,G,DALI,DEXAL,SR)MV40Koooo | Indoor Luminaires | Linear Ambient | Direct Linear Ambient Luminaires |  |  |  | Standard | [16 empty] | 2021-09-30 | Yes | Continuous Dimming to 10% or below | LLLC,Energy Monitoring,High End Trim | Multifunction Sensor, Sensor Receptacle, Daylight Sensing, Occupancy Sensing | 0-10V Analog, DALI, DMX, Phase Cut | Zigbee,Bluetooth,WiFi | No | No | Yes | Yes | Yes | Yes | Autani Energy Center, Avi-on, Douglas Dialog, Enlighted IOT System, Lutron- Vive, McWoing TruBlu, Nedap Luxon, Signify Easysense | Yes | Yes | No | Yes | Yes | Yes | Yes | No | Yes | Yes | Yes | No | RRRWGM | [10 empty] | 8487 | 169.75 | 50 | 13.2 | 0.898 | 4000 | 84 | 9 | 83 | 98 | -11 | 8 |  |  |  |  | No | No | No | No | No | [9 empty] | AC |  | 120 | 277 |  |  | 8487 | 50
Solid State Lighting | 5 | PP5EXB3M | Saylite/Texas Fluorescents Reinvented | Saylite | SS213A48LE30W4100LDMV30K-xx | Outdoor Luminaires | Low Output | Stairwell and Passageway Luminaires |  |  | TRUE | Premium |  |  | 3772 | 128.7 | 29.3 | 18.1 | 0.9111 | 3061 | 82 | [5 empty] | 5 | 50000 | 2017-02-03 | Yes | Continuous Dimming to 10% or below | [23 empty] | YYYBKU | [10 empty] | 3772 | 128.74 | 29.27 | 18.1 | 0.91 | 3061 | 82 | [6 empty] | TRUE | [6 empty] | No | [9 empty] | AC | Updated on 10/31/2019
Solid State Lighting | 5 | PP5F9KYP | Saylite/Texas Fluorescents Reinvented | Saylite | CITE48LFRF35W4200LLBDMV50Kxx | Indoor Luminaires | Linear Ambient | Direct Linear Ambient Luminaires |  |  |  | Standard | [16 empty] | 2017-02-03 | Yes | Continuous Dimming to 10% or below | [23 empty] | YYYBKT | [10 empty] | 4409 | 126 | 35.1 | 6.8 | 0.994 | 5000 | 84 |  |  |  |  | 4 | 4.0 ft | [7 empty] | No | [9 empty] | AC | Updated on 10/31/2019
Solid State Lighting | 5.1 | PP5U3ZME | Saylite/Texas Fluorescents Reinvented | Saylite | CITE48LRFY45WDMV50K | Indoor Luminaires | Linear Ambient | Direct Linear Ambient Luminaires |  |  |  | Standard | [16 empty] | 2021-04-28 | Yes | Continuous Dimming to 10% or below | Energy Monitoring, High-end Trim, Autani Energy Center, Avi-on, Douglas Dialog, Enlighted IOT System, Lutron- Vive, McWoing TruBlu, Nedap Luxon, Signify Easysense | Daylight Sensor, Occupancy Sensor, Multifunction Sensor, Integral Sensor Receptacle | 0-10V Analog,DALI,DMX | Zigbee, Bluetooth, Wifi | No | No | Yes | Yes | Yes | Yes | Autani Energy Center, Avi-on, Douglas Dialog, Enlighted IOT System, Lutron- Vive, McWoing TruBlu, Nedap Luxon, Signify Easysense | Yes | Yes | No | Yes | Yes | Yes | No | No | Yes | Yes | Yes |  | BBBFSF | [10 empty] | 6529.2 | 145.093 | 45 | 9.5 | 0.902 | 5000 | 82 | 11 | 82 | 97 | -12 | 4 | 4.0 ft |  |  |  | No | No | No | No | No | [9 empty] | AC |  | 120 | 277 |  |  | 6529.2 | 45
Solid State Lighting | 5 | PP74GABR | Saylite/Texas Fluorescents Reinvented | Saylite | CRSR48LT41W4300LDMVxxx50K | Indoor Luminaires | Linear Ambient | Direct Linear Ambient Luminaires |  |  |  | Standard | [16 empty] | 2017-06-12 | Yes | Continuous Dimming to 10% or below | [23 empty] | EAEEZR | [10 empty] | 5196 | 126.42 | 41.1 | 12 | 0.93 | 5000 | 84 |  |  |  |  | 4 | [8 empty] | No | [9 empty] | AC | Updated on 10/31/2019
Solid State Lighting | 5 | PP7596QC | Saylite/Texas Fluorescents Reinvented | Saylite | CRSR96LT116W13400LDMVxxx30K | Indoor Luminaires | Linear Ambient | Direct Linear Ambient Luminaires |  |  |  | Standard | [16 empty] | 2017-06-12 | Yes | Continuous Dimming to 10% or below | [23 empty] | EAEEZR | [10 empty] | 13434 | 115.41 | 116.4 | 3.8 | 0.98 | 3000 | 84 |  |  |  |  | 8 |  | TRUE | [6 empty] | No | [9 empty] | AC | Updated on 10/31/2019
Solid State Lighting | 5 | PP7619FC | Saylite/Texas Fluorescents Reinvented | Saylite | 131A14LF40W4600LDMV40K | Indoor Luminaires | Troffer | 1x4 Luminaires for Ambient Lighting of Interior Commercial Spaces |  |  |  | Standard | [16 empty] | 2017-02-03 | Yes | Continuous Dimming to 10% or below | [23 empty] | YYYBLB | [10 empty] | 4590 | 114.75 | 40 | 5 | 1 | 4000 | 83 | [13 empty] | No | [9 empty] | AC | Updated on 10/31/2019
Solid State Lighting | 5.1 | PP77GY55 | Saylite/Texas Fluorescents Reinvented | Saylite | 200A224LY25WDMV40Koooo | Indoor Luminaires | Linear Ambient | Direct Linear Ambient Luminaires |  |  |  | Standard | [16 empty] | 2021-11-02 | No | Continuous Dimming to 10% or below | No Control Capability | No Sensor | 0-10V Analog | No Wireless Protocol | No | No | No | No | No | No |  | No | No | No | Yes | No | No | No | No | No | No | No | No | VVVZVR | [10 empty] | 3335 | 133.38 | 25 | 9.6 | 0.909 | 4000 | 85 | 14 | 84 | 98 | -10 | 2 | 2.0 ft |  |  |  | No | No | No | No | No | [9 empty] | AC |  | 120 | 277 |  |  | 3335 | 25
Solid State Lighting | 5.1 | PP7SN1VW | Saylite/Texas Fluorescents Reinvented | Saylite | (SS,SV,SD,SM)UCLL24LY50W(D,G,DALI,DEXAL,SR)(MV or 120)35Koooo | Indoor Luminaires | Troffer | 2x4 Luminaires for Ambient Lighting of Interior Commercial Spaces |  |  |  | Premium | [16 empty] | 2021-07-29 | Yes | Continuous Dimming to 10% or below | Autani Energy Center, Avi-on, Douglas Dialog, Enlighted IOT System, Lutron- Vive, McWoing TruBlu, Nedap Luxon, Signify Easysense | Multifunction Sensor,Sensor Receptacle,Daylight Sensor,Occupancy Sensing | 0-10V Analog,DALI,DMX | Zigbee,Bluetooth,WiFi | No | No | Yes | Yes | Yes | Yes | Autani Energy Center, Avi-on, Douglas Dialog, Enlighted IOT System, Lutron- Vive, McWoing TruBlu, Nedap Luxon, Signify Easysense | No | No | No | Yes | Yes | Yes | No |  | Yes | Yes | Yes | No | JJJOWA | [10 empty] | 7103.16 | 142.063 | 50 | 11.2 | 0.949 | 3500 | 83 | 8 | 83 | 98 | -11 | [5 empty] | No | No | No | No | No | [9 empty] | AC |  | 120 | 277 |  |  | 7103.16 | 50
Solid State Lighting | 5 | PP9D7CXA | Saylite/Texas Fluorescents Reinvented | Saylite | HIL48LA260W35000LDMVxxx30Koooo | Indoor Luminaires | High-Bay | High-Bay Luminaires for Commercial and Industrial Buildings |  |  |  | Standard | [16 empty] | 2017-05-15 | Yes | Continuous Dimming to 10% or below | [23 empty] | KKKZVA | [10 empty] | 34620 | 133.82 | 258.7 | 6.5 | 0.98 | 3000 | 82 | [6 empty] | TRUE | [6 empty] | No | [9 empty] | AC | Product delisted 1/31/2018 relisted on 05/22/2018, Updated on 10/31/2019
Solid State Lighting | 5 | PP9F9YKY | Saylite/Texas Fluorescents Reinvented | Fleco Industries | HIL24LX170W25000LDMV30Koooo (except WG) | Indoor Luminaires | High-Bay | High-Bay Luminaires for Commercial and Industrial Buildings |  |  |  | Premium | [16 empty] | 2020-06-23 | Yes | Continuous Dimming to 10% or below | [23 empty] | TTTVRK | [10 empty] | 25220 | 148.353 | 170 | 9.19 | 0.976 | 3000 | 83 | [13 empty] | No | [9 empty] | AC |  | 120 | 277 |  |  | 25220 | 170
Solid State Lighting | 5 | PP9JYMZB | Saylite/Texas Fluorescents Reinvented | Saylite | C96LFRF70W9100LDMV35K | Indoor Luminaires | Linear Ambient | Direct Linear Ambient Luminaires |  |  |  | Standard | [16 empty] | 2017-02-03 | Yes | Continuous Dimming to 10% or below | [23 empty] | YYYBLC | [10 empty] | 8760 | 125.14 | 70 | 5.14 | 1 | 3500 | 84 |  |  |  |  | 8 | 8.0 ft | [7 empty] | No | [9 empty] | AC | Updated on 10/31/2019
Solid State Lighting | 5.1 | PPA1ID7M | Saylite/Texas Fluorescents Reinvented | Saylite | 8RB(421 or 501)LY30WD(D,G,DALI,DEXAL,SR)MV30Koooo | Indoor Retrofit Kit | Linear Ambient | Retrofit Kits for Direct Linear Ambient Luminaires | Luminaire Specific |  |  | Standard | [16 empty] | 2021-09-30 | Yes | Continuous Dimming to 10% or below | LLLC,Energy Monitoring,High End Trim | Multifunction Sensor, Sensor Receptacle, Daylight Sensing, Occupancy Sensing | 0-10V Analog, DALI, DMX, Phase Cut | Zigbee,Bluetooth,WiFi | No | No | Yes | Yes | Yes | Yes | Autani Energy Center, Avi-on, Douglas Dialog, Enlighted IOT System, Lutron- Vive, McWoing TruBlu, Nedap Luxon, Signify Easysense | Yes | Yes | No | Yes | Yes | Yes | Yes | No | Yes | Yes | Yes | No | RRRWGM | [10 empty] | 4689 | 159.39 | 29.42 | 13.2 | 0.898 | 3000 | 84 | 9 | 83 | 98 | -11 | 8 |  |  |  |  | No | No | No | No | No | [9 empty] | AC |  | 120 | 277 |  |  | 4689 | 29.42
Solid State Lighting | 5 | PPBEY9L4 | Saylite/Texas Fluorescents Reinvented | Fleco Industries | HILFR48LX280W45000LDMV50Koooo (except WG) | Indoor Luminaires | High-Bay | High-Bay Luminaires for Commercial and Industrial Buildings |  |  |  | Premium | [16 empty] | 2020-06-23 | Yes | Continuous Dimming to 10% or below | [23 empty] | TTTVRK | [10 empty] | 44860 | 160.214 | 280 | 8.8 | 0.977 | 5000 | 83 | [13 empty] | No | [9 empty] | AC |  | 120 | 277 |  |  | 44860 | 280
Solid State Lighting | 5.1 | PPBLT59G | Saylite/Texas Fluorescents Reinvented | Saylite | 8RB(421 or 501)LY50WD(D,G,DALI,DEXAL,SR)MV35Koooo | Indoor Retrofit Kit | Linear Ambient | Retrofit Kits for Direct Linear Ambient Luminaires | Luminaire Specific |  |  | Standard | [16 empty] | 2021-09-30 | Yes | Continuous Dimming to 10% or below | LLLC,Energy Monitoring,High End Trim | Multifunction Sensor, Sensor Receptacle, Daylight Sensing, Occupancy Sensing | 0-10V Analog, DALI, DMX, Phase Cut | Zigbee,Bluetooth,WiFi | No | No | Yes | Yes | Yes | Yes | Autani Energy Center, Avi-on, Douglas Dialog, Enlighted IOT System, Lutron- Vive, McWoing TruBlu, Nedap Luxon, Signify Easysense | Yes | Yes | No | Yes | Yes | Yes | Yes | No | Yes | Yes | Yes | No | RRRWGM | [10 empty] | 8311 | 166.22 | 50 | 13.2 | 0.898 | 3500 | 84 | 9 | 83 | 98 | -11 | 8 |  |  |  |  | No | No | No | No | No | [9 empty] | AC |  | 120 | 277 |  |  | 8311 | 50
Solid State Lighting | 5 | PPCU91MFV | Saylite/Texas Fluorescents Reinvented | Saylite | HBC48LF97W11900LW30DMV40K | Indoor Luminaires | High-Bay | High-Bay Luminaires for Commercial and Industrial Buildings |  |  | TRUE | Standard |  |  | 12640 | 117 | 108 | 6.2 | 0.98 | 4160 | 84 | [5 empty] | 5 | 50000 | 2015-07-21 | Not Yet Verified | Continuous Dimming to 10% or below | [23 empty] | KKKXVP | [10 empty] | 13500 | 125 | 108 |  |  | 4000 | 80 | [13 empty] | No | [9 empty] | AC | Updated on 10/31/2019
Solid State Lighting | 5 | PPD7K5AA | Saylite/Texas Fluorescents Reinvented | Saylite | C96LF57W7800LDMV30K | Indoor Luminaires | Linear Ambient | Direct Linear Ambient Luminaires |  |  |  | Standard | [16 empty] | 2017-02-03 | Yes | Continuous Dimming to 10% or below | [23 empty] | YYYBLC | [10 empty] | 7384 | 125.13 | 59.01 | 5.07 | 1 | 3000 | 84 |  |  |  |  | 8 | 8.0 ft | TRUE | [6 empty] | No | [9 empty] | AC | Updated on 10/31/2019
Solid State Lighting | 5 | PPD7NZT4 | Saylite/Texas Fluorescents Reinvented | Saylite | C48LFRF57W7100LDMV35K | Indoor Luminaires | Linear Ambient | Direct Linear Ambient Luminaires |  |  |  | Standard | [16 empty] | 2017-02-03 | Yes | Continuous Dimming to 10% or below | [23 empty] | YYYBLC | [10 empty] | 6890 | 117.08 | 58.85 | 5.14 | 1 | 3500 | 84 |  |  |  |  | 4 | 4.0 ft | [7 empty] | No | [9 empty] | AC | Updated on 10/31/2019
Solid State Lighting | 5 | PPFAGCY7 | Saylite/Texas Fluorescents Reinvented | Saylite | C96LF24W3500LDMV40K | Indoor Luminaires | Linear Ambient | Direct Linear Ambient Luminaires |  |  |  | Standard | [16 empty] | 2017-02-03 | Yes | Continuous Dimming to 10% or below | [23 empty] | YYYBLC | [10 empty] | 3475 | 145.64 | 23.86 | 8 | 0.92 | 4000 | 84 |  |  |  |  | 8 | 8.0 ft | [7 empty] | No | [9 empty] | AC | Updated on 10/31/2019
Solid State Lighting | 5 | PPFUKS2U | Saylite/Texas Fluorescents Reinvented | Saylite | RSR48LT58W6700LDMVxxx35K | Indoor Retrofit Kit | Linear Ambient | Retrofit Kits for Direct Linear Ambient Luminaires | General Purpose |  |  | Standard | [16 empty] | 2017-06-12 | Yes | Continuous Dimming to 10% or below | [23 empty] | EAEEZR | [10 empty] | 6758 | 116.12 | 58.2 | 3.8 | 0.98 | 3500 | 84 | [13 empty] | No | [9 empty] | AC | Updated on 10/31/2019
Solid State Lighting | 5 | PPGL2U93 | Saylite/Texas Fluorescents Reinvented | Saylite | ZZ-SER FR 48L T28W3600L DMV 40K WH-YY | Indoor Luminaires | Linear Ambient | Direct Linear Ambient Luminaires |  |  |  | Standard | [16 empty] | 2019-06-25 | Yes | Continuous Dimming to 10% or below | [23 empty] | HHHDIW | [10 empty] | 3722 | 134.61 | 27.65 | 11.73 | 0.989 | 4050 | 82.7 |  |  |  |  | 4 | 4.0 ft | [7 empty] | No | [9 empty] | AC | Updated on 10/31/2019 | 108 | 305 |  |  | 3722 | 27.65
Solid State Lighting | 5.1 | PPGO7E41 | Saylite/Texas Fluorescents Reinvented | Saylite | 209A48LY25WDMV30Koooo | Indoor Luminaires | Linear Ambient | Direct Linear Ambient Luminaires |  |  |  | Standard | [16 empty] | 2021-11-02 | No | Continuous Dimming to 10% or below | No Control Capability | No Sensor | 0-10V Analog | No Wireless Protocol | No | No | No | No | No | No |  | No | No | No | Yes | No | No | No | No | No | No | No | No | VVVZVR | [10 empty] | 3843 | 153.74 | 25 | 9.2 | 0.916 | 3000 | 84 | 10 | 84 | 97 | -11 | 4 | 4.0 ft |  |  |  | No | No | No | No | No | [9 empty] | AC |  | 120 | 277 |  |  | 3843 | 25
Solid State Lighting | 5.1 | PPGOOURM | Saylite/Texas Fluorescents Reinvented | Saylite | 200A248LY35WDMV40Koooo | Indoor Luminaires | Linear Ambient | Direct Linear Ambient Luminaires |  |  |  | Standard | [16 empty] | 2021-11-02 | No | Continuous Dimming to 10% or below | No Control Capability | No Sensor | 0-10V Analog | No Wireless Protocol | No | No | No | No | No | No |  | No | No | No | Yes | No | No | No | No | No | No | No | No | VVVZVR | [10 empty] | 5671 | 162.02 | 35 | 13.2 | 0.898 | 4000 | 84 | 9 | 84 | 97 | -11 | 4 | 4.0 ft |  |  |  | No | No | No | No | No | [9 empty] | AC |  | 120 | 277 |  |  | 5671 | 35
Solid State Lighting | 5.1 | PPGSOQQ0 | Saylite/Texas Fluorescents Reinvented | Saylite | (SS,SV,SD,SM)CBF14LY33WDMV40Koooo | Indoor Luminaires | Troffer | 1x4 Luminaires for Ambient Lighting of Interior Commercial Spaces |  |  |  | Standard | [16 empty] | 2021-07-29 | Yes | Continuous Dimming to 10% or below | Autani Energy Center, Avi-on, Douglas Dialog, Enlighted IOT System, Lutron- Vive, McWoing TruBlu, Nedap Luxon, Signify Easysense | Multifunction Sensor,Sensor Receptacle,Daylight Sensor,Occupancy Sensing | 0-10V Analog | Zigbee,Bluetooth,WiFi | No | No | Yes | Yes | Yes | Yes | Autani Energy Center, Avi-on, Douglas Dialog, Enlighted IOT System, Lutron- Vive, McWoing TruBlu, Nedap Luxon, Signify Easysense | No | No | No | Yes | No | No | No |  | Yes | Yes | Yes | No | JJJOWB | [10 empty] | 4360.21 | 132.127 | 33 | 9.7 | 0.913 | 4000 | 84 | 9 | 83 | 98 | -11 | [5 empty] | No | No | No | No | No | [9 empty] | AC |  | 120 | 277 |  |  | 4360.21 | 33
Solid State Lighting | 5 | PPGUEK1J | Saylite/Texas Fluorescents Reinvented | Saylite | DFUCLL24LF62W8100LDMV40K | Indoor Retrofit Kit | Troffer | Integrated Retrofit Kits for 2x4 Luminaires | General Purpose |  |  | Premium | [16 empty] | 2017-03-24 | Yes | Continuous Dimming to 10% or below | [23 empty] | VAVWHZ | [10 empty] | 8130 | 130 | 62.48 | 4.4 | 1 | 4000 | 83 | [13 empty] | No | [9 empty] | AC | Updated on 10/31/2019
Solid State Lighting | 5.1 | PPIFD5GI | Saylite/Texas Fluorescents Reinvented | Saylite | C24LFRY15WD(D,G,DALI,DEXAL,SR)MV30Koooo | Indoor Luminaires | Linear Ambient | Direct Linear Ambient Luminaires |  |  |  | Standard | [16 empty] | 2021-09-30 | Yes | Continuous Dimming to 10% or below | LLLC,Energy Monitoring,High End Trim | Multifunction Sensor, Sensor Receptacle, Daylight Sensing, Occupancy Sensing | 0-10V Analog, DALI, DMX, Phase Cut | Zigbee,Bluetooth,WiFi | No | No | Yes | Yes | Yes | Yes | Autani Energy Center, Avi-on, Douglas Dialog, Enlighted IOT System, Lutron- Vive, McWoing TruBlu, Nedap Luxon, Signify Easysense | Yes | Yes | No | Yes | Yes | Yes | Yes | No | Yes | Yes | Yes | No | RRRWGM | [10 empty] | 2190 | 142.6 | 15.36 | 13.4 | 0.904 | 3000 | 84 | 10 | 84 | 98 | -10 | 2 |  |  |  |  | No | No | No | No | No | [9 empty] | AC |  | 120 | 277 |  |  | 2190 | 15.36
Solid State Lighting | 5 | PPJ3E519 | Saylite/Texas Fluorescents Reinvented | Saylite | DFUCLL24LF62W8100LDMV30K | Indoor Retrofit Kit | Troffer | Integrated Retrofit Kits for 2x4 Luminaires | General Purpose |  |  | Premium | [16 empty] | 2017-03-24 | Yes | Continuous Dimming to 10% or below | [23 empty] | VAVWHZ | [10 empty] | 7769.9 | 124.4 | 62.48 | 4.4 | 1 | 3000 | 83 | [6 empty] | TRUE | [6 empty] | No | [9 empty] | AC | Updated on 10/31/2019
Solid State Lighting | 5 | PPJFNXEH | Saylite/Texas Fluorescents Reinvented | Saylite | UCLL22LF28W3500LDMV30K(WP,EM) | Indoor Luminaires | Troffer | 2x2 Luminaires for Ambient Lighting of Interior Commercial Spaces |  |  |  | Standard | [16 empty] | 2015-10-15 | Yes | Continuous Dimming to 10% or below | [23 empty] | KKKYHA | [10 empty] | 3340 | 119 | 28 | 6.8 | 0.984 | 3000 | 84 | [6 empty] | TRUE | [6 empty] | No | [9 empty] | AC | Product updated on 05/09/2018, Updated on 10/31/2019
Solid State Lighting | 5.1 | PPKJ22QA | Saylite/Texas Fluorescents Reinvented | Saylite | (SS,SV,SD,SM)UCLL22LY25W(D,G,DALI,DEXAL,SR)(MV or 120)40Koooo | Indoor Luminaires | Troffer | 2x2 Luminaires for Ambient Lighting of Interior Commercial Spaces |  |  |  | Premium | [16 empty] | 2021-07-29 | Yes | Continuous Dimming to 10% or below | Autani Energy Center, Avi-on, Douglas Dialog, Enlighted IOT System, Lutron- Vive, McWoing TruBlu, Nedap Luxon, Signify Easysense | Multifunction Sensor,Sensor Receptacle,Daylight Sensor,Occupancy Sensing | 0-10V Analog,DALI,DMX | Zigbee,Bluetooth,WiFi | No | No | Yes | Yes | Yes | Yes | Autani Energy Center, Avi-on, Douglas Dialog, Enlighted IOT System, Lutron- Vive, McWoing TruBlu, Nedap Luxon, Signify Easysense | No | No | No | Yes | Yes | Yes | No |  | Yes | Yes | Yes | No | JJJOWA | [10 empty] | 3330.16 | 133.206 | 25 | 11.3 | 0.909 | 4000 | 83 | 8 | 83 | 98 | -11 | [5 empty] | No | No | No | No | No | [9 empty] | AC |  | 120 | 277 |  |  | 3330.16 | 25
Solid State Lighting | 5 | PPL5STDG | Saylite/Texas Fluorescents Reinvented | Saylite | 14CJ57W6600LW10DMV35K | Indoor Retrofit Kit | Troffer | Linear Retrofit Kits for 1x4 Luminaires | General Purpose |  |  | Standard | [16 empty] | 2018-05-25 | Yes | Continuous Dimming to 10% or below | [23 empty] | LLLBNI | [10 empty] | 6509 | 116.44 | 55.9 | 4.9 | 0.97 | 3500 | 83 | [13 empty] | No | [9 empty] | AC | Updated on 10/31/2019
Solid State Lighting | 5.1 | PPL6FBTA | Saylite/Texas Fluorescents Reinvented | Saylite | C48LY25WD(D,G,DALI,DEXAL,SR)MV50Koooo | Indoor Luminaires | Linear Ambient | Direct Linear Ambient Luminaires |  |  |  | Standard | [16 empty] | 2021-09-30 | Yes | Continuous Dimming to 10% or below | LLLC,Energy Monitoring,High End Trim | Multifunction Sensor, Sensor Receptacle, Daylight Sensing, Occupancy Sensing | 0-10V Analog, DALI, DMX, Phase Cut | Zigbee,Bluetooth,WiFi | No | No | Yes | Yes | Yes | Yes | Autani Energy Center, Avi-on, Douglas Dialog, Enlighted IOT System, Lutron- Vive, McWoing TruBlu, Nedap Luxon, Signify Easysense | Yes | Yes | No | Yes | Yes | Yes | Yes | No | Yes | Yes | Yes | No | RRRWGM | [10 empty] | 4244 | 169.75 | 25 | 13.2 | 0.898 | 5000 | 82 | 10 | 81 | 97 | -12 | 4 |  |  |  |  | No | No | No | No | No | [9 empty] | AC |  | 120 | 277 |  |  | 4244 | 25
Solid State Lighting | 5.1 | PPMIAQZJ | Saylite/Texas Fluorescents Reinvented | Saylite | CITE48LRFY30WDMV50K | Indoor Luminaires | Linear Ambient | Direct Linear Ambient Luminaires |  |  |  | Standard | [16 empty] | 2021-04-28 | Yes | Continuous Dimming to 10% or below | Energy Monitoring, High-end Trim, Autani Energy Center, Avi-on, Douglas Dialog, Enlighted IOT System, Lutron- Vive, McWoing TruBlu, Nedap Luxon, Signify Easysense | Daylight Sensor, Occupancy Sensor, Multifunction Sensor, Integral Sensor Receptacle | 0-10V Analog,DALI,DMX | Zigbee, Bluetooth, Wifi | No | No | Yes | Yes | Yes | Yes | Autani Energy Center, Avi-on, Douglas Dialog, Enlighted IOT System, Lutron- Vive, McWoing TruBlu, Nedap Luxon, Signify Easysense | Yes | Yes | No | Yes | Yes | Yes | No | No | Yes | Yes | Yes |  | BBBFSF | [10 empty] | 4583.2 | 152.773 | 30 | 9.5 | 0.902 | 5000 | 82 | 11 | 82 | 97 | -12 | 4 | 4.0 ft |  |  |  | No | No | No | No | No | [9 empty] | AC |  | 120 | 277 |  |  | 4583.2 | 30
Solid State Lighting | 5 | PPQEQ1YB | Saylite/Texas Fluorescents Reinvented | Saylite | 131A14LJ40W4900LDMV40K | Indoor Luminaires | Troffer | 1x4 Luminaires for Ambient Lighting of Interior Commercial Spaces |  |  |  | Standard | [16 empty] | 2018-05-25 | Yes | Continuous Dimming to 10% or below | [23 empty] | LLLBNI | [10 empty] | 4909 | 123.652 | 39.7 | 4.9 | 0.97 | 4000 | 83 | [13 empty] | No | [9 empty] | AC | Updated on 10/31/2019
Solid State Lighting | 5.1 | PPQQZBXQ | Saylite/Texas Fluorescents Reinvented | Saylite | C48LY35WD(D,G,DALI,DEXAL,SR)MV35Koooo | Indoor Luminaires | Linear Ambient | Direct Linear Ambient Luminaires |  |  |  | Standard | [16 empty] | 2021-09-30 | Yes | Continuous Dimming to 10% or below | LLLC,Energy Monitoring,High End Trim | Multifunction Sensor, Sensor Receptacle, Daylight Sensing, Occupancy Sensing | 0-10V Analog, DALI, DMX, Phase Cut | Zigbee,Bluetooth,WiFi | No | No | Yes | Yes | Yes | Yes | Autani Energy Center, Avi-on, Douglas Dialog, Enlighted IOT System, Lutron- Vive, McWoing TruBlu, Nedap Luxon, Signify Easysense | Yes | Yes | No | Yes | Yes | Yes | Yes | No | Yes | Yes | Yes | No | RRRWGM | [10 empty] | 5752 | 164.34 | 35 | 10 | 0.994 | 3500 | 83 | 8 | 83 | 98 | -11 | 4 |  |  |  |  | No | No | No | No | No | [9 empty] | AC |  | 120 | 277 |  |  | 5752 | 35
Solid State Lighting | 5.1 | PPROC2CQ | Saylite/Texas Fluorescents Reinvented | Saylite | C96LFRY108WD(D,G,DALI,DEXAL,SR)MV30Koooo | Indoor Luminaires | Linear Ambient | Direct Linear Ambient Luminaires |  |  |  | Standard | [16 empty] | 2021-09-30 | Yes | Continuous Dimming to 10% or below | LLLC,Energy Monitoring,High End Trim | Multifunction Sensor, Sensor Receptacle, Daylight Sensing, Occupancy Sensing | 0-10V Analog, DALI, DMX, Phase Cut | Zigbee,Bluetooth,WiFi | No | No | Yes | Yes | Yes | Yes | Autani Energy Center, Avi-on, Douglas Dialog, Enlighted IOT System, Lutron- Vive, McWoing TruBlu, Nedap Luxon, Signify Easysense | Yes | Yes | No | Yes | Yes | Yes | Yes | No | Yes | Yes | Yes | No | RRRWGM | [10 empty] | 14869 | 139.38 | 106.68 | 13.2 | 0.898 | 3000 | 83 | 8 | 83 | 98 | -11 | 8 |  |  |  |  | No | No | No | No | No | [9 empty] | AC |  | 120 | 277 |  |  | 14869 | 106.68
Solid State Lighting | 5.1 | PPTCFGHC | Saylite/Texas Fluorescents Reinvented | Saylite | 2RB(421 or 501)LY33WD(D,G,DALI,DEXAL,SR)MV30Koooo | Indoor Retrofit Kit | Linear Ambient | Retrofit Kits for Direct Linear Ambient Luminaires | Luminaire Specific |  | TRUE | Standard |  | 120 | 4470 | 136 | 32.88 | 13.2 | 0.898 | 3100 | 83 | 8 | 85 | 98 | -11 |  | 5 | 50000 | 2021-09-30 | Yes | Continuous Dimming to 10% or below | LLLC,Energy Monitoring,High End Trim | Multifunction Sensor, Sensor Receptacle, Daylight Sensing, Occupancy Sensing | 0-10V Analog, DALI, DMX, Phase Cut | Zigbee,Bluetooth,WiFi | No | No | Yes | Yes | Yes | Yes | Autani Energy Center, Avi-on, Douglas Dialog, Enlighted IOT System, Lutron- Vive, McWoing TruBlu, Nedap Luxon, Signify Easysense | Yes | Yes | No | Yes | Yes | Yes | Yes | No | Yes | Yes | Yes | No | RRRWGM | [10 empty] | 4843 | 146.75 | 33 | 13.3 | 0.905 | 3000 | 84 | 9 | 84 | 98 | -11 | 2 |  |  |  |  | No | No | No | No | No | [9 empty] | AC |  | 120 | 277 |  |  | 4843 | 33
Solid State Lighting | 5.1 | PPUAX2BT | Saylite/Texas Fluorescents Reinvented | Saylite | S96LY108WD(D,G,DALI,DEXAL,SR)MV35Koooo | Indoor Luminaires | Linear Ambient | Direct Linear Ambient Luminaires |  |  |  | Standard | [16 empty] | 2021-09-30 | Yes | Continuous Dimming to 10% or below | LLLC,Energy Monitoring,High End Trim | Multifunction Sensor, Sensor Receptacle, Daylight Sensing, Occupancy Sensing | 0-10V Analog, DALI, DMX, Phase Cut | Zigbee,Bluetooth,WiFi | No | No | Yes | Yes | Yes | Yes | Autani Energy Center, Avi-on, Douglas Dialog, Enlighted IOT System, Lutron- Vive, McWoing TruBlu, Nedap Luxon, Signify Easysense | Yes | Yes | No | Yes | Yes | Yes | Yes | No | Yes | Yes | Yes | No | RRRWGM | [10 empty] | 16758 | 157.09 | 106.68 | 10 | 0.994 | 3500 | 83 | 7 | 83 | 98 | -11 | 8 |  |  |  |  | No | No | No | No | No | [9 empty] | AC |  | 120 | 277 |  |  | 16758 | 106.68
Solid State Lighting | 5.1 | PPV8LOXZ | Saylite/Texas Fluorescents Reinvented | Saylite | S48LY15WD(D,G,DALI,DEXAL,SR)MV35Koooo | Indoor Luminaires | Linear Ambient | Direct Linear Ambient Luminaires |  |  |  | Standard | [16 empty] | 2021-09-30 | Yes | Continuous Dimming to 10% or below | LLLC,Energy Monitoring,High End Trim | Multifunction Sensor, Sensor Receptacle, Daylight Sensing, Occupancy Sensing | 0-10V Analog, DALI, DMX, Phase Cut | Zigbee,Bluetooth,WiFi | No | No | Yes | Yes | Yes | Yes | Autani Energy Center, Avi-on, Douglas Dialog, Enlighted IOT System, Lutron- Vive, McWoing TruBlu, Nedap Luxon, Signify Easysense | Yes | Yes | No | Yes | Yes | Yes | Yes | No | Yes | Yes | Yes | No | RRRWGM | [10 empty] | 2457 | 167.06 | 14.71 | 13.2 | 0.898 | 3500 | 84 | 9 | 83 | 98 | -11 | 4 |  |  |  |  | No | No | No | No | No | [9 empty] | AC |  | 120 | 277 |  |  | 2457 | 14.71
Solid State Lighting | 5 | PPVEYLAU | Saylite/Texas Fluorescents Reinvented | Saylite | UCLL24LJ32W4350LDMV30K | Indoor Luminaires | Troffer | 2x4 Luminaires for Ambient Lighting of Interior Commercial Spaces |  |  | TRUE | Standard |  |  | 4119 | 127.5 | 32.3 | 11 | 0.94 | 3050 | 83.1 | [5 empty] | 5 | 50000 | 2018-07-18 | Not Yet Verified | Continuous Dimming to 10% or below | [23 empty] | ZZZBZX | [10 empty] | 4248.53 | 132.77 | 32 | 14 | 0.89 | 3000 | 82 | [6 empty] | TRUE | [6 empty] | No | [9 empty] | AC | Updated on 10/31/2019
Solid State Lighting | 5 | PPVKUTYB | Saylite/Texas Fluorescents Reinvented | Saylite | RKCB24L36W4900LMV30K | Indoor Retrofit Kit | Troffer | Integrated Retrofit Kits for 2x4 Luminaires | General Purpose |  | TRUE | Standard |  |  | 4631.7 | 129.16 | 35.86 | 18.37 | 0.9013 | 2890 | 81.7 | [5 empty] | 5 | 50000 | 2016-08-09 | No | Not Dimmable | [23 empty] | JJJLTB | [10 empty] | 4929.3 | 136.17 | 36.2 | 20 | 0.9 | 3500 | 84.9 | [13 empty] | No | [9 empty] | AC | Updated on 10/31/2019
Solid State Lighting | 5.1 | PPX6NSYR | Saylite/Texas Fluorescents Reinvented | Saylite | C24LY33WD(D,G,DALI,DEXAL,SR)MV35Koooo | Indoor Luminaires | Linear Ambient | Direct Linear Ambient Luminaires |  |  |  | Standard | [16 empty] | 2021-09-30 | Yes | Continuous Dimming to 10% or below | LLLC,Energy Monitoring,High End Trim | Multifunction Sensor, Sensor Receptacle, Daylight Sensing, Occupancy Sensing | 0-10V Analog, DALI, DMX, Phase Cut | Zigbee,Bluetooth,WiFi | No | No | Yes | Yes | Yes | Yes | Autani Energy Center, Avi-on, Douglas Dialog, Enlighted IOT System, Lutron- Vive, McWoing TruBlu, Nedap Luxon, Signify Easysense | Yes | Yes | No | Yes | Yes | Yes | Yes | No | Yes | Yes | Yes | No | RRRWGM | [10 empty] | 5076 | 153.81 | 33 | 13.3 | 0.905 | 3500 | 84 | 9 | 84 | 98 | -11 | 2 |  |  |  |  | No | No | No | No | No | [9 empty] | AC |  | 120 | 277 |  |  | 5076 | 33
Solid State Lighting | 5 | PPXAREJQ | Saylite/Texas Fluorescents Reinvented | Saylite | C48LF57W6400LDMV35K | Indoor Luminaires | Linear Ambient | Direct Linear Ambient Luminaires |  |  |  | Standard | [16 empty] | 2015-12-07 | Not Yet Verified | Continuous Dimming to 10% or below | [23 empty] | KKKYLT | [10 empty] | 6400 | 112 | 57 | 5.65 | 0.996 | 3500 | 83 | [13 empty] | No | [9 empty] | AC | Updated on 10/31/2019
Solid State Lighting | 5.1 | PPXR4I9I | Saylite/Texas Fluorescents Reinvented | Saylite | 4RB(421 or 501)LY54WD(D,G,DALI,DEXAL,SR)MV50Koooo | Indoor Retrofit Kit | Linear Ambient | Retrofit Kits for Direct Linear Ambient Luminaires | Luminaire Specific |  |  | Standard | [16 empty] | 2021-09-30 | Yes | Continuous Dimming to 10% or below | LLLC,Energy Monitoring,High End Trim | Multifunction Sensor, Sensor Receptacle, Daylight Sensing, Occupancy Sensing | 0-10V Analog, DALI, DMX, Phase Cut | Zigbee,Bluetooth,WiFi | No | No | Yes | Yes | Yes | Yes | Autani Energy Center, Avi-on, Douglas Dialog, Enlighted IOT System, Lutron- Vive, McWoing TruBlu, Nedap Luxon, Signify Easysense | Yes | Yes | No | Yes | Yes | Yes | Yes | No | Yes | Yes | Yes | No | RRRWGM | [10 empty] | 8557 | 160.42 | 53.34 | 10 | 0.994 | 5000 | 82 | 10 | 81 | 97 | -12 | 4 |  |  |  |  | No | No | No | No | No | [9 empty] | AC |  | 120 | 277 |  |  | 8557 | 53.34
Solid State Lighting | 5.1 | PPY6BHJ8 | Saylite/Texas Fluorescents Reinvented | Saylite | (SS,SV,SD,SM)CBF14LY25WDMV30Koooo | Indoor Luminaires | Troffer | 1x4 Luminaires for Ambient Lighting of Interior Commercial Spaces |  |  |  | Standard | [16 empty] | 2021-07-29 | Yes | Continuous Dimming to 10% or below | Autani Energy Center, Avi-on, Douglas Dialog, Enlighted IOT System, Lutron- Vive, McWoing TruBlu, Nedap Luxon, Signify Easysense | Multifunction Sensor,Sensor Receptacle,Daylight Sensor,Occupancy Sensing | 0-10V Analog | Zigbee,Bluetooth,WiFi | No | No | Yes | Yes | Yes | Yes | Autani Energy Center, Avi-on, Douglas Dialog, Enlighted IOT System, Lutron- Vive, McWoing TruBlu, Nedap Luxon, Signify Easysense | No | No | No | Yes | No | No | No |  | Yes | Yes | Yes | No | JJJOWB | [10 empty] | 3140 | 125.6 | 25 | 9.7 | 0.913 | 3000 | 84 | 9 | 83 | 98 | -11 | [5 empty] | No | No | No | No | No | [9 empty] | AC |  | 120 | 277 |  |  | 3140 | 25
Solid State Lighting | 5 | PPYDS4OT | Saylite/Texas Fluorescents Reinvented | Saylite | 14CJ40W4900LW10DMV30K | Indoor Retrofit Kit | Troffer | Linear Retrofit Kits for 1x4 Luminaires | General Purpose |  |  | Standard | [16 empty] | 2018-05-25 | Yes | Continuous Dimming to 10% or below | [23 empty] | LLLBNI | [10 empty] | 4552 | 114.66 | 39.7 | 4.9 | 0.97 | 3000 | 83 | [6 empty] | TRUE | [6 empty] | No | [9 empty] | AC | Updated on 10/31/2019
Solid State Lighting | 5.1 | PPYDTJ0Y | Saylite/Texas Fluorescents Reinvented | Saylite | CITE96LFRY70WDMV50K | Indoor Luminaires | Linear Ambient | Direct Linear Ambient Luminaires |  |  |  | Standard | [16 empty] | 2021-04-28 | Yes | Continuous Dimming to 10% or below | Energy Monitoring, High-end Trim, Autani Energy Center, Avi-on, Douglas Dialog, Enlighted IOT System, Lutron- Vive, McWoing TruBlu, Nedap Luxon, Signify Easysense | Daylight Sensor, Occupancy Sensor, Multifunction Sensor, Integral Sensor Receptacle | 0-10V Analog,DALI,DMX | Zigbee, Bluetooth, Wifi | No | No | Yes | Yes | Yes | Yes | Autani Energy Center, Avi-on, Douglas Dialog, Enlighted IOT System, Lutron- Vive, McWoing TruBlu, Nedap Luxon, Signify Easysense | Yes | Yes | No | Yes | Yes | Yes | No | No | Yes | Yes | Yes |  | BBBFSF | [10 empty] | 10974.5 | 156.779 | 70 | 9.5 | 0.902 | 5000 | 82 | 11 | 82 | 97 | -12 | 8 | 8.0 ft |  |  |  | No | No | No | No | No | [9 empty] | AC |  | 120 | 277 |  |  | 10974.5 | 70
Solid State Lighting | 5 | PPYYHP1X | Saylite/Texas Fluorescents Reinvented | Saylite | C96LF70W9800LDMV50K | Indoor Luminaires | Linear Ambient | Direct Linear Ambient Luminaires |  |  |  | Standard | [16 empty] | 2017-02-03 | Yes | Continuous Dimming to 10% or below | [23 empty] | YYYBLC | [10 empty] | 10135 | 144.79 | 70 | 5.07 | 1 | 5000 | 83 |  |  |  |  | 8 | 8.0 ft | [7 empty] | No | [9 empty] | AC | Updated on 10/31/2019
Solid State Lighting | 5 | PPZB51EV | Saylite/Texas Fluorescents Reinvented | Saylite | C48LF32W4050LDMV30K | Indoor Luminaires | Linear Ambient | Direct Linear Ambient Luminaires |  |  |  | Standard | [16 empty] | 2015-12-07 | Not Yet Verified | Continuous Dimming to 10% or below | [23 empty] | KKKYLT | [10 empty] | 4050 | 126 | 32 | 5.65 | 0.996 | 3000 | 84 | [6 empty] | TRUE | [6 empty] | No | [9 empty] | AC | Updated on 10/31/2019
Solid State Lighting | 5.1 | PPZCW6NT | Saylite/Texas Fluorescents Reinvented | Saylite | C96LFRY70WD(D,G,DALI,DEXAL,SR)MV35Koooo | Indoor Luminaires | Linear Ambient | Direct Linear Ambient Luminaires |  |  |  | Standard | [16 empty] | 2021-09-30 | Yes | Continuous Dimming to 10% or below | LLLC,Energy Monitoring,High End Trim | Multifunction Sensor, Sensor Receptacle, Daylight Sensing, Occupancy Sensing | 0-10V Analog, DALI, DMX, Phase Cut | Zigbee,Bluetooth,WiFi | No | No | Yes | Yes | Yes | Yes | Autani Energy Center, Avi-on, Douglas Dialog, Enlighted IOT System, Lutron- Vive, McWoing TruBlu, Nedap Luxon, Signify Easysense | Yes | Yes | No | Yes | Yes | Yes | Yes | No | Yes | Yes | Yes | No | RRRWGM | [10 empty] | 10574 | 151.05 | 70 | 13.2 | 0.898 | 3500 | 84 | 9 | 83 | 98 | -11 | 8 |  |  |  |  | No | No | No | No | No | [9 empty] | AC |  | 120 | 277 |  |  | 10574 | 70
Solid State Lighting | 5.1 | PPZDDP50 | Saylite/Texas Fluorescents Reinvented | Saylite | 4RB(421 or 501)LY25WD(D,G,DALI,DEXAL,SR)MV50Koooo | Indoor Retrofit Kit | Linear Ambient | Retrofit Kits for Direct Linear Ambient Luminaires | Luminaire Specific |  |  | Standard | [16 empty] | 2021-09-30 | Yes | Continuous Dimming to 10% or below | LLLC,Energy Monitoring,High End Trim | Multifunction Sensor, Sensor Receptacle, Daylight Sensing, Occupancy Sensing | 0-10V Analog, DALI, DMX, Phase Cut | Zigbee,Bluetooth,WiFi | No | No | Yes | Yes | Yes | Yes | Autani Energy Center, Avi-on, Douglas Dialog, Enlighted IOT System, Lutron- Vive, McWoing TruBlu, Nedap Luxon, Signify Easysense | Yes | Yes | No | Yes | Yes | Yes | Yes | No | Yes | Yes | Yes | No | RRRWGM | [10 empty] | 4244 | 169.75 | 25 | 13.2 | 0.898 | 5000 | 82 | 10 | 81 | 97 | -12 | 4 |  |  |  |  | No | No | No | No | No | [9 empty] | AC |  | 120 | 277 |  |  | 4244 | 25
Solid State Lighting | 5 | PPZJ12KM | Saylite/Texas Fluorescents Reinvented | Saylite | 131A14LF22W2800LDMV50K | Indoor Luminaires | Troffer | 1x4 Luminaires for Ambient Lighting of Interior Commercial Spaces |  |  |  | Standard | [16 empty] | 2017-02-03 | Yes | Continuous Dimming to 10% or below | [23 empty] | YYYBLB | [10 empty] | 2895 | 127.03 | 22.79 | 8.4 | 0.99 | 5000 | 83 | [13 empty] | No | [9 empty] | AC | Updated on 10/31/2019
Solid State Lighting | 5 | PQ0K33TM | Saylite/Texas Fluorescents Reinvented | Saylite | ZZ-SER FR 96L T72W9000L DMV 30K WH-YY | Indoor Luminaires | Linear Ambient | Direct Linear Ambient Luminaires |  |  |  | Standard | [16 empty] | 2019-06-25 | Yes | Continuous Dimming to 10% or below | [23 empty] | HHHDIW | [10 empty] | 8899 | 124.97 | 71.21 | 5.82 | 0.997 | 3045 | 82.7 |  |  |  |  | 8 | 8.0 ft | TRUE | [6 empty] | No | [9 empty] | AC | Updated on 10/31/2019 | 108 | 305 |  |  | 8899 | 71.21
Solid State Lighting | 5.1 | PQ0XPGH4 | Saylite/Texas Fluorescents Reinvented | Saylite | 4RB(421 or 501)LY20WD(D,G,DALI,DEXAL,SR)MV35Koooo | Indoor Retrofit Kit | Linear Ambient | Retrofit Kits for Direct Linear Ambient Luminaires | Luminaire Specific |  |  | Standard | [16 empty] | 2021-09-30 | Yes | Continuous Dimming to 10% or below | LLLC,Energy Monitoring,High End Trim | Multifunction Sensor, Sensor Receptacle, Daylight Sensing, Occupancy Sensing | 0-10V Analog, DALI, DMX, Phase Cut | Zigbee,Bluetooth,WiFi | No | No | Yes | Yes | Yes | Yes | Autani Energy Center, Avi-on, Douglas Dialog, Enlighted IOT System, Lutron- Vive, McWoing TruBlu, Nedap Luxon, Signify Easysense | Yes | Yes | No | Yes | Yes | Yes | Yes | No | Yes | Yes | Yes | No | RRRWGM | [10 empty] | 3333 | 166.64 | 20 | 13.2 | 0.898 | 3500 | 84 | 9 | 83 | 98 | -11 | 4 |  |  |  |  | No | No | No | No | No | [9 empty] | AC |  | 120 | 277 |  |  | 3333 | 20
Solid State Lighting | 5 | PQ2FDKSE | Saylite/Texas Fluorescents Reinvented | Saylite | CBF14LF57W7000DMV50K [Qualified at 120V] | Indoor Luminaires | Troffer | 1x4 Luminaires for Ambient Lighting of Interior Commercial Spaces |  |  |  | Standard | [16 empty] | 2017-02-03 | Yes | Continuous Dimming to 10% or below | [23 empty] | YYYBKV | [10 empty] | 7230 | 124.36 | 58.14 | 4.8 | 1 | 5000 | 84 | [13 empty] | No | [9 empty] | AC | Updated on 10/31/2019
Solid State Lighting | 5.1 | PQ31VBDC | Saylite/Texas Fluorescents Reinvented | Saylite | 4RB(421 or 501)LY50WD(D,G,DALI,DEXAL,SR)MV30Koooo | Indoor Retrofit Kit | Linear Ambient | Retrofit Kits for Direct Linear Ambient Luminaires | Luminaire Specific |  |  | Standard | [16 empty] | 2021-09-30 | Yes | Continuous Dimming to 10% or below | LLLC,Energy Monitoring,High End Trim | Multifunction Sensor, Sensor Receptacle, Daylight Sensing, Occupancy Sensing | 0-10V Analog, DALI, DMX, Phase Cut | Zigbee,Bluetooth,WiFi | No | No | Yes | Yes | Yes | Yes | Autani Energy Center, Avi-on, Douglas Dialog, Enlighted IOT System, Lutron- Vive, McWoing TruBlu, Nedap Luxon, Signify Easysense | Yes | Yes | No | Yes | Yes | Yes | Yes | No | Yes | Yes | Yes | No | RRRWGM | [10 empty] | 7626 | 152.53 | 50 | 10 | 0.994 | 3000 | 83 | 8 | 83 | 98 | -11 | 4 |  |  |  |  | No | No | No | No | No | [9 empty] | AC |  | 120 | 277 |  |  | 7626 | 50
Solid State Lighting | 5.1 | PQ39V0OC | Saylite/Texas Fluorescents Reinvented | Saylite | S24LFRY33WD(D,G,DALI,DEXAL,SR)MV40Koooo | Indoor Luminaires | Linear Ambient | Direct Linear Ambient Luminaires |  |  |  | Standard | [16 empty] | 2021-09-30 | Yes | Continuous Dimming to 10% or below | LLLC,Energy Monitoring,High End Trim | Multifunction Sensor, Sensor Receptacle, Daylight Sensing, Occupancy Sensing | 0-10V Analog, DALI, DMX, Phase Cut | Zigbee,Bluetooth,WiFi | No | No | Yes | Yes | Yes | Yes | Autani Energy Center, Avi-on, Douglas Dialog, Enlighted IOT System, Lutron- Vive, McWoing TruBlu, Nedap Luxon, Signify Easysense | Yes | Yes | No | Yes | Yes | Yes | Yes | No | Yes | Yes | Yes | No | RRRWGM | [10 empty] | 4785 | 144.99 | 33 | 9.4 | 0.991 | 4000 | 84 | 9 | 83 | 98 | -11 | 2 |  |  |  |  | No | No | No | No | No | [9 empty] | AC |  | 120 | 277 |  |  | 4785 | 33
Solid State Lighting | 5.1 | PQ3JV0YW | Saylite/Texas Fluorescents Reinvented | Saylite | (SS,SV,SD,SM)UCLL24LY40W(D,G,DALI,DEXAL,SR)(MV or 120)30Koooo | Indoor Luminaires | Troffer | 2x4 Luminaires for Ambient Lighting of Interior Commercial Spaces |  |  |  | Premium | [16 empty] | 2021-07-29 | Yes | Continuous Dimming to 10% or below | Autani Energy Center, Avi-on, Douglas Dialog, Enlighted IOT System, Lutron- Vive, McWoing TruBlu, Nedap Luxon, Signify Easysense | Multifunction Sensor,Sensor Receptacle,Daylight Sensor,Occupancy Sensing | 0-10V Analog,DALI,DMX | Zigbee,Bluetooth,WiFi | No | No | Yes | Yes | Yes | Yes | Autani Energy Center, Avi-on, Douglas Dialog, Enlighted IOT System, Lutron- Vive, McWoing TruBlu, Nedap Luxon, Signify Easysense | No | No | No | Yes | Yes | Yes | No |  | Yes | Yes | Yes | No | JJJOWA | [10 empty] | 5557.49 | 138.937 | 40 | 11.2 | 0.949 | 3000 | 83 | 8 | 83 | 98 | -11 | [5 empty] | No | No | No | No | No | [9 empty] | AC |  | 120 | 277 |  |  | 5557.49 | 40
Solid State Lighting | 5 | PQ5PEYXU | Saylite/Texas Fluorescents Reinvented | Saylite | 131A14LF30W3600LDMV30K | Indoor Luminaires | Troffer | 1x4 Luminaires for Ambient Lighting of Interior Commercial Spaces |  |  |  | Standard | [16 empty] | 2017-02-03 | Yes | Continuous Dimming to 10% or below | [23 empty] | YYYBLB | [10 empty] | 3415 | 113.83 | 30 | 8.4 | 0.99 | 3000 | 83 | [6 empty] | TRUE | [6 empty] | No | [9 empty] | AC | Updated on 10/31/2019
Solid State Lighting | 5 | PQ5RBTWD | Saylite/Texas Fluorescents Reinvented | Saylite | CBF22LHF24W3000LDMV50K | Indoor Luminaires | Troffer | 2x2 Luminaires for Ambient Lighting of Interior Commercial Spaces |  |  |  | Premium | [16 empty] | 2017-02-03 | Yes | Continuous Dimming to 10% or below | [23 empty] | YYYBKY | [10 empty] | 3135 | 132.4 | 23.67 | 3.8 | 1 | 5000 | 84 | [13 empty] | No | [9 empty] | AC | Updated on 10/31/2019
Solid State Lighting | 5 | PQ7JNK6X | Saylite/Texas Fluorescents Reinvented | Saylite | C96LF24W3500LDMV30K | Indoor Luminaires | Linear Ambient | Direct Linear Ambient Luminaires |  |  |  | Standard | [16 empty] | 2017-02-03 | Yes | Continuous Dimming to 10% or below | [23 empty] | YYYBLC | [10 empty] | 3312.2 | 138.82 | 23.86 | 8 | 0.92 | 3091 | 84 |  |  |  |  | 8 | 8.0 ft | TRUE | [6 empty] | No | [9 empty] | AC | Updated on 10/31/2019
Solid State Lighting | 5.1 | PQ807ZY2 | Saylite/Texas Fluorescents Reinvented | Saylite | (SS,SV,SD,SM)UCLL22LY20W(D,G,DALI,DEXAL,SR)(MV or 120)30Koooo | Indoor Luminaires | Troffer | 2x2 Luminaires for Ambient Lighting of Interior Commercial Spaces |  |  |  | Premium | [16 empty] | 2021-07-29 | Yes | Continuous Dimming to 10% or below | Autani Energy Center, Avi-on, Douglas Dialog, Enlighted IOT System, Lutron- Vive, McWoing TruBlu, Nedap Luxon, Signify Easysense | Multifunction Sensor,Sensor Receptacle,Daylight Sensor,Occupancy Sensing | 0-10V Analog,DALI,DMX | Zigbee,Bluetooth,WiFi | No | No | Yes | Yes | Yes | Yes | Autani Energy Center, Avi-on, Douglas Dialog, Enlighted IOT System, Lutron- Vive, McWoing TruBlu, Nedap Luxon, Signify Easysense | No | No | No | Yes | Yes | Yes | No |  | Yes | Yes | Yes | No | JJJOWA | [10 empty] | 2535.6 | 126.78 | 20 | 11.3 | 0.909 | 3000 | 83 | 8 | 83 | 98 | -11 | [5 empty] | No | No | No | No | No | [9 empty] | AC |  | 120 | 277 |  |  | 2535.6 | 20
Solid State Lighting | 5.1 | PQ82RD5U | Saylite/Texas Fluorescents Reinvented | Saylite | (SS,SV,SD,SM)CBF22LY15WDMV35Koooo | Indoor Luminaires | Troffer | 2x2 Luminaires for Ambient Lighting of Interior Commercial Spaces |  |  |  | Standard | [16 empty] | 2021-07-29 | Yes | Continuous Dimming to 10% or below | Autani Energy Center, Avi-on, Douglas Dialog, Enlighted IOT System, Lutron- Vive, McWoing TruBlu, Nedap Luxon, Signify Easysense | Multifunction Sensor,Sensor Receptacle,Daylight Sensor,Occupancy Sensing | 0-10V Analog | Zigbee,Bluetooth,WiFi | No | No | Yes | Yes | Yes | Yes | Autani Energy Center, Avi-on, Douglas Dialog, Enlighted IOT System, Lutron- Vive, McWoing TruBlu, Nedap Luxon, Signify Easysense | No | No | No | Yes | No | No | No |  | Yes | Yes | Yes | No | JJJOWB | [10 empty] | 2069.15 | 134.36 | 15.4 | 8.8 | 0.91 | 3500 | 83 | 9 | 84 | 97 | -11 | [5 empty] | No | No | No | No | No | [9 empty] | AC |  | 120 | 277 |  |  | 2069.15 | 15.4
Solid State Lighting | 5 | PQ8E41Y3 | Saylite/Texas Fluorescents Reinvented | Saylite | HBIP22L165W22000LMV50K | Indoor Luminaires | High-Bay | High-Bay Luminaires for Commercial and Industrial Buildings |  |  |  | Standard | [16 empty] | 2016-07-13 | No | Not Dimmable | [23 empty] | LLLAOC | [10 empty] | 22020 | 133.5 | 165 | 20 | 0.9 | 5000 | 80 | [13 empty] | No | [9 empty] | AC | Updated on 10/31/2019
Solid State Lighting | 5.1 | PQ8M215P | Saylite/Texas Fluorescents Reinvented | Saylite | HBC48LB247WA10DHV50Koooo(not WG) | Indoor Luminaires | High-Bay | High-Bay Luminaires for Commercial and Industrial Buildings |  |  | TRUE | Standard |  | 347 | 35834.3 | 145.3 | 246.8 | 9 | 0.969 | 5073 | 84 | 13 | 83 | 95 | -12 | 0.002 | 5 |  | 2021-08-02 | Yes | Continuous Dimming to 10% or below |  | Multifunction Sensor, Daylight Sensing, Occupancy Sensing | 0-10V Analog | No Wireless Protocol | No | No | Yes | No | Yes | Yes |  | No | No | No | Yes | No | No | No | No | No | No | No | No | LLLBYQ | [10 empty] | 35834.3 | 145.3 | 246.6 | 7.9 | 0.988 | 5000 | 84 | 13 | 81 | 94 | -12 | [5 empty] | No | No | No | No | No | [9 empty] | AC |  | 347 | 480 |  |  | 35834.3 | 246.6
Solid State Lighting | 5 | PQ96NAFS | Saylite/Texas Fluorescents Reinvented | Saylite | CBF24LHF35W4800LDMV40K | Indoor Luminaires | Troffer | 2x4 Luminaires for Ambient Lighting of Interior Commercial Spaces |  |  |  | Standard | [16 empty] | 2017-02-03 | Yes | Continuous Dimming to 10% or below | [23 empty] | YYYBLA | [10 empty] | 4825 | 137.86 | 35 | 7.2 | 0.99 | 4000 | 84 | [13 empty] | No | [9 empty] | AC | Updated on 10/31/2019
Solid State Lighting | 5 | PQ9UQ2V4 | Saylite/Texas Fluorescents Reinvented | Saylite | CBF24LHF40W5400LDMV50K | Indoor Luminaires | Troffer | 2x4 Luminaires for Ambient Lighting of Interior Commercial Spaces |  |  |  | Standard | [16 empty] | 2017-02-03 | Yes | Continuous Dimming to 10% or below | [23 empty] | YYYBLA | [10 empty] | 5610 | 140.25 | 40 | 7.2 | 0.99 | 5000 | 84 | [13 empty] | No | [9 empty] | AC | Updated on 10/31/2019
Solid State Lighting | 5 | PQCX1Q2B | Saylite/Texas Fluorescents Reinvented | Saylite | CBF22LF18W2100LDMV40K | Indoor Luminaires | Troffer | 2x2 Luminaires for Ambient Lighting of Interior Commercial Spaces |  |  |  | Standard | [16 empty] | 2017-02-03 | Yes | Continuous Dimming to 10% or below | [23 empty] | YYYBKW | [10 empty] | 2115 | 119.22 | 17.74 | 11.1 | 0.91 | 4000 | 84 | [13 empty] | No | [9 empty] | AC | Updated on 10/31/2019
Solid State Lighting | 5 | PQE2EZPD | Saylite/Texas Fluorescents Reinvented | Saylite | 24CJ35W4600LW10DMV35K | Indoor Retrofit Kit | Troffer | Linear Retrofit Kits for 2x4 Luminaires | General Purpose |  |  | Standard | [16 empty] | 2018-05-25 | Yes | Continuous Dimming to 10% or below | [23 empty] | LLLBNI | [10 empty] | 4603 | 133.035 | 34.6 | 4.7 | 0.97 | 3500 | 83 | [13 empty] | No | [9 empty] | AC | Updated on 10/31/2019
Solid State Lighting | 5 | PQENBZRZ | Saylite/Texas Fluorescents Reinvented | Saylite | CITE48LFRF57W6800LLBDMV40Kxx | Indoor Luminaires | Linear Ambient | Direct Linear Ambient Luminaires |  |  |  | Standard | [16 empty] | 2017-02-03 | Yes | Continuous Dimming to 10% or below | [23 empty] | YYYBKT | [10 empty] | 6787 | 117 | 57.77 | 4.8 | 0.998 | 4000 | 84 |  |  |  |  | 4 | 4.0 ft | [7 empty] | No | [9 empty] | AC | Updated on 10/31/2019
Solid State Lighting | 5.1 | PQF5QM6R | Saylite/Texas Fluorescents Reinvented | Saylite | (SS,SV,SD,SM)CBF22LY20WDMV35Koooo | Indoor Luminaires | Troffer | 2x2 Luminaires for Ambient Lighting of Interior Commercial Spaces |  |  |  | Standard | [16 empty] | 2021-07-29 | Yes | Continuous Dimming to 10% or below | Autani Energy Center, Avi-on, Douglas Dialog, Enlighted IOT System, Lutron- Vive, McWoing TruBlu, Nedap Luxon, Signify Easysense | Multifunction Sensor,Sensor Receptacle,Daylight Sensor,Occupancy Sensing | 0-10V Analog | Zigbee,Bluetooth,WiFi | No | No | Yes | Yes | Yes | Yes | Autani Energy Center, Avi-on, Douglas Dialog, Enlighted IOT System, Lutron- Vive, McWoing TruBlu, Nedap Luxon, Signify Easysense | No | No | No | Yes | No | No | No |  | Yes | Yes | Yes | No | JJJOWB | [10 empty] | 2652.09 | 132.605 | 20 | 11.3 | 0.909 | 3500 | 83 | 9 | 84 | 97 | -11 | [5 empty] | No | No | No | No | No | [9 empty] | AC |  | 120 | 277 |  |  | 2652.09 | 20
Solid State Lighting | 5 | PQFCYXFP | Saylite/Texas Fluorescents Reinvented | Saylite | 131A14LJ28W3500LDMV40K | Indoor Luminaires | Troffer | 1x4 Luminaires for Ambient Lighting of Interior Commercial Spaces |  |  |  | Standard | [16 empty] | 2018-05-25 | Yes | Continuous Dimming to 10% or below | [23 empty] | LLLBNI | [10 empty] | 3496 | 126.209 | 27.7 | 4.9 | 0.97 | 4000 | 83 | [13 empty] | No | [9 empty] | AC | Updated on 10/31/2019
Solid State Lighting | 5 | PQFQ4WWH | Saylite/Texas Fluorescents Reinvented | Saylite | HBC48LN127W18000LA10DMVxxx40Koooo | Indoor Luminaires | High-Bay | High-Bay Luminaires for Commercial and Industrial Buildings |  |  |  | Standard | [16 empty] | 2017-03-15 | Yes | Continuous Dimming to 10% or below | [23 empty] | LLLBCJ | [10 empty] | 16890 | 137.09 | 123.2 | 6.1 | 0.96 | 4000 | 83 | [13 empty] | No | [9 empty] | AC | Updated on 10/31/2019
Solid State Lighting | 5.1 | PQGP9V6F | Saylite/Texas Fluorescents Reinvented | Saylite | 200A248LY54WDMV50Koooo | Indoor Luminaires | Linear Ambient | Direct Linear Ambient Luminaires |  |  |  | Standard | [16 empty] | 2021-11-02 | No | Continuous Dimming to 10% or below | No Control Capability | No Sensor | 0-10V Analog | No Wireless Protocol | No | No | No | No | No | No |  | No | No | No | Yes | No | No | No | No | No | No | No | No | VVVZVR | [10 empty] | 8282 | 155.18 | 53.4 | 13.2 | 0.898 | 5000 | 84 | 13 | 82 | 96 | -12 | 4 | 4.0 ft |  |  |  | No | No | No | No | No | [9 empty] | AC |  | 120 | 277 |  |  | 8282 | 53.4
Solid State Lighting | 5.1 | PQLJXEJX | Saylite/Texas Fluorescents Reinvented | Saylite | 209A48LY30WDMV35Koooo | Indoor Luminaires | Linear Ambient | Direct Linear Ambient Luminaires |  |  |  | Standard | [16 empty] | 2021-11-02 | No | Continuous Dimming to 10% or below | No Control Capability | No Sensor | 0-10V Analog | No Wireless Protocol | No | No | No | No | No | No |  | No | No | No | Yes | No | No | No | No | No | No | No | No | VVVZVR | [10 empty] | 4893 | 160.33 | 30.5 | 9.2 | 0.916 | 3500 | 84 | 9 | 84 | 97 | -11 | 4 | 4.0 ft |  |  |  | No | No | No | No | No | [9 empty] | AC |  | 120 | 277 |  |  | 4893 | 30.5
Solid State Lighting | 5 | PQM0MW0D | Saylite/Texas Fluorescents Reinvented | Saylite | ZZ-SER FR 96L T56W7500L DMV 30K WH-YY | Indoor Luminaires | Linear Ambient | Direct Linear Ambient Luminaires |  |  | TRUE | Standard |  | 120 | 7286.7 | 131.1 | 55.57 | 9.2 | 0.977 | 3055 | 83 | [5 empty] | 5 |  | 2019-06-25 | Yes | Continuous Dimming to 10% or below | [23 empty] | HHHDIW | [10 empty] | 7286.7 | 131.1 | 55.57 | 5.46 | 0.997 | 3055 | 83 |  |  |  |  | 8 | 8.0 ft | TRUE | [6 empty] | No | [9 empty] | AC | Updated on 10/31/2019 | 108 | 305 |  |  | 7286.7 | 55.57
Solid State Lighting | 5.1 | PQMGXGFY | Saylite/Texas Fluorescents Reinvented | Saylite | S48LY54WD(D,G,DALI,DEXAL,SR)MV50Koooo | Indoor Luminaires | Linear Ambient | Direct Linear Ambient Luminaires |  |  |  | Standard | [16 empty] | 2021-09-30 | Yes | Continuous Dimming to 10% or below | LLLC,Energy Monitoring,High End Trim | Multifunction Sensor, Sensor Receptacle, Daylight Sensing, Occupancy Sensing | 0-10V Analog, DALI, DMX, Phase Cut | Zigbee,Bluetooth,WiFi | No | No | Yes | Yes | Yes | Yes | Autani Energy Center, Avi-on, Douglas Dialog, Enlighted IOT System, Lutron- Vive, McWoing TruBlu, Nedap Luxon, Signify Easysense | Yes | Yes | No | Yes | Yes | Yes | Yes | No | Yes | Yes | Yes | No | RRRWGM | [10 empty] | 8557 | 160.42 | 53.34 | 10 | 0.994 | 5000 | 82 | 10 | 81 | 97 | -12 | 4 |  |  |  |  | No | No | No | No | No | [9 empty] | AC |  | 120 | 277 |  |  | 8557 | 53.34
Solid State Lighting | 5 | PQMK7HVD | Saylite/Texas Fluorescents Reinvented | Saylite | RSR48LT41W4300LDMVxxx30K | Indoor Retrofit Kit | Linear Ambient | Retrofit Kits for Direct Linear Ambient Luminaires | General Purpose |  |  | Standard | [16 empty] | 2017-06-12 | Yes | Continuous Dimming to 10% or below | [23 empty] | EAEEZR | [10 empty] | 4918 | 119.66 | 41.1 | 12 | 0.93 | 3000 | 84 | [6 empty] | TRUE | [6 empty] | No | [9 empty] | AC | Updated on 10/31/2019
Solid State Lighting | 5 | PQMP1FDD | Saylite/Texas Fluorescents Reinvented | Saylite | C24LFRF24W3000LDMV40K | Indoor Luminaires | Linear Ambient | Direct Linear Ambient Luminaires |  |  |  | Standard | [16 empty] | 2017-03-24 | Yes | Continuous Dimming to 10% or below | [23 empty] | VAVWHV | [10 empty] | 2980 | 124.17 | 24 | 10.5 | 0.99 | 4000 | 83 |  |  |  |  | 2 | 2.0 ft | [7 empty] | No | [9 empty] | AC | Updated on 10/31/2019
Solid State Lighting | 5.1 | PQN1GNG1 | Saylite/Texas Fluorescents Reinvented | Saylite | 209A48LY30WDMV50Koooo | Indoor Luminaires | Linear Ambient | Direct Linear Ambient Luminaires |  |  |  | Standard | [16 empty] | 2021-11-02 | No | Continuous Dimming to 10% or below | No Control Capability | No Sensor | 0-10V Analog | No Wireless Protocol | No | No | No | No | No | No |  | No | No | No | Yes | No | No | No | No | No | No | No | No | VVVZVR | [10 empty] | 4997 | 163.73 | 30.5 | 9.2 | 0.916 | 5000 | 84 | 13 | 82 | 96 | -12 | 4 | 4.0 ft |  |  |  | No | No | No | No | No | [9 empty] | AC |  | 120 | 277 |  |  | 4997 | 30.5
Solid State Lighting | 5 | PQN2P9MX | Saylite/Texas Fluorescents Reinvented | Saylite | CBF22LF45W5100LDMV50K | Indoor Luminaires | Troffer | 2x2 Luminaires for Ambient Lighting of Interior Commercial Spaces |  |  |  | Standard | [16 empty] | 2017-02-03 | Yes | Continuous Dimming to 10% or below | [23 empty] | YYYBKZ | [10 empty] | 5260 | 117.96 | 44.59 | 6.1 | 1 | 5000 | 84 | [13 empty] | No | [9 empty] | AC | Updated on 10/31/2019
Solid State Lighting | 5.1 | PQO8LIA6 | Saylite/Texas Fluorescents Reinvented | Saylite | S48LY35WD(D,G,DALI,DEXAL,SR)MV30Koooo | Indoor Luminaires | Linear Ambient | Direct Linear Ambient Luminaires |  |  |  | Standard | [16 empty] | 2021-09-30 | Yes | Continuous Dimming to 10% or below | LLLC,Energy Monitoring,High End Trim | Multifunction Sensor, Sensor Receptacle, Daylight Sensing, Occupancy Sensing | 0-10V Analog, DALI, DMX, Phase Cut | Zigbee,Bluetooth,WiFi | No | No | Yes | Yes | Yes | Yes | Autani Energy Center, Avi-on, Douglas Dialog, Enlighted IOT System, Lutron- Vive, McWoing TruBlu, Nedap Luxon, Signify Easysense | Yes | Yes | No | Yes | Yes | Yes | Yes | No | Yes | Yes | Yes | No | RRRWGM | [10 empty] | 5488 | 156.79 | 35 | 10 | 0.994 | 3000 | 83 | 8 | 83 | 98 | -11 | 4 |  |  |  |  | No | No | No | No | No | [9 empty] | AC |  | 120 | 277 |  |  | 5488 | 35
Solid State Lighting | 5 | PQOLXRSX | Saylite/Texas Fluorescents Reinvented | Saylite | CPY10L60W8000LDMV40K[BLANK,BK,WH,GY][Blank,EM][Blank,SV] | Outdoor Luminaires | Mid Output | Parking Garage Luminaires |  |  | TRUE | Premium |  | 120 | 7860.9 | 130.75 | 60.12 | 12.53 | 0.9661 | 4038 | 72 | [5 empty] | 5 |  | 2019-01-15 | Yes | Continuous Dimming to 10% or below | [23 empty] | VVVXRM | [10 empty] | 7800 | 130 | 60 | 15 | 0.9 | 4000 | 70 | [13 empty] | No | [9 empty] | AC | Updated on 10/31/2019 | 120 | 277
Solid State Lighting | 5.1 | PQP3CF8X | Saylite/Texas Fluorescents Reinvented | Saylite | RKCIT96LY30WDMV40K | Indoor Retrofit Kit | Linear Ambient | Retrofit Kits for Direct Linear Ambient Luminaires | Luminaire Specific |  |  | Standard | [16 empty] | 2021-04-28 | Yes | Continuous Dimming to 10% or below | Energy Monitoring, High-end Trim, Autani Energy Center, Avi-on, Douglas Dialog, Enlighted IOT System, Lutron- Vive, McWoing TruBlu, Nedap Luxon, Signify Easysense | Daylight Sensor, Occupancy Sensor, Multifunction Sensor, Integral Sensor Receptacle | 0-10V Analog,DALI,DMX | Zigbee, Bluetooth, Wifi | No | No | Yes | Yes | Yes | Yes | Autani Energy Center, Avi-on, Douglas Dialog, Enlighted IOT System, Lutron- Vive, McWoing TruBlu, Nedap Luxon, Signify Easysense | Yes | Yes | No | Yes | Yes | Yes | No | No | Yes | Yes | Yes |  | BBBFSF | [10 empty] | 4472.8 | 152.76 | 29.28 | 9.5 | 0.902 | 4000 | 84 | 10 | 84 | 98 | -11 | 8 | 8.0 ft |  |  |  | No | No | No | No | No | [9 empty] | AC |  | 120 | 277 |  |  | 4472.8 | 29.28
Solid State Lighting | 5.1 | PQPG0JS8 | Saylite/Texas Fluorescents Reinvented | Saylite | C96LFRY70WD(D,G,DALI,DEXAL,SR)MV40Koooo | Indoor Luminaires | Linear Ambient | Direct Linear Ambient Luminaires |  |  |  | Standard | [16 empty] | 2021-09-30 | Yes | Continuous Dimming to 10% or below | LLLC,Energy Monitoring,High End Trim | Multifunction Sensor, Sensor Receptacle, Daylight Sensing, Occupancy Sensing | 0-10V Analog, DALI, DMX, Phase Cut | Zigbee,Bluetooth,WiFi | No | No | Yes | Yes | Yes | Yes | Autani Energy Center, Avi-on, Douglas Dialog, Enlighted IOT System, Lutron- Vive, McWoing TruBlu, Nedap Luxon, Signify Easysense | Yes | Yes | No | Yes | Yes | Yes | Yes | No | Yes | Yes | Yes | No | RRRWGM | [10 empty] | 10798 | 154.25 | 70 | 13.2 | 0.898 | 4000 | 84 | 9 | 83 | 98 | -11 | 8 |  |  |  |  | No | No | No | No | No | [9 empty] | AC |  | 120 | 277 |  |  | 10798 | 70
Solid State Lighting | 5 | PQQ87W4Z | Saylite/Texas Fluorescents Reinvented | Saylite | HIS24LFR105W13650LDMV40K | Indoor Luminaires | High-Bay | High-Bay Luminaires for Commercial and Industrial Buildings |  |  | TRUE | Standard |  |  | 13976 | 130.37 | 107.2 | 7.92 | 0.9605 | 4014 | 83.3 | [5 empty] | 5 | 50000 | 2017-01-17 | No | Continuous Dimming to 10% or below | [23 empty] | YYYBHQ | [10 empty] | 13976 | 130.37 | 107.2 | 7.92 | 0.96 | 4000 | 83.3 | [13 empty] | No | [9 empty] | AC | Updated on 10/31/2019
Solid State Lighting | 5.1 | PQQVM41E | Saylite/Texas Fluorescents Reinvented | Saylite | 2RB(421 or 501)LY15WD(D,G,DALI,DEXAL,SR)MV40Koooo | Indoor Retrofit Kit | Linear Ambient | Retrofit Kits for Direct Linear Ambient Luminaires | Luminaire Specific |  |  | Standard | [16 empty] | 2021-09-30 | Yes | Continuous Dimming to 10% or below | LLLC,Energy Monitoring,High End Trim | Multifunction Sensor, Sensor Receptacle, Daylight Sensing, Occupancy Sensing | 0-10V Analog, DALI, DMX, Phase Cut | Zigbee,Bluetooth,WiFi | No | No | Yes | Yes | Yes | Yes | Autani Energy Center, Avi-on, Douglas Dialog, Enlighted IOT System, Lutron- Vive, McWoing TruBlu, Nedap Luxon, Signify Easysense | Yes | Yes | No | Yes | Yes | Yes | Yes | No | Yes | Yes | Yes | No | RRRWGM | [10 empty] | 2537 | 164.93 | 15.38 | 13.3 | 0.905 | 4000 | 84 | 9 | 84 | 98 | -11 | 2 |  |  |  |  | No | No | No | No | No | [9 empty] | AC |  | 120 | 277 |  |  | 2537 | 15.38
Solid State Lighting | 5.1 | PQR2F9T2 | Saylite/Texas Fluorescents Reinvented | Saylite | (SS,SV,SD,SM)UCLL24LY50W(D,G,DALI,DEXAL,SR)(MV or 120)40Koooo | Indoor Luminaires | Troffer | 2x4 Luminaires for Ambient Lighting of Interior Commercial Spaces |  |  |  | Premium | [16 empty] | 2021-07-29 | Yes | Continuous Dimming to 10% or below | Autani Energy Center, Avi-on, Douglas Dialog, Enlighted IOT System, Lutron- Vive, McWoing TruBlu, Nedap Luxon, Signify Easysense | Multifunction Sensor,Sensor Receptacle,Daylight Sensor,Occupancy Sensing | 0-10V Analog,DALI,DMX | Zigbee,Bluetooth,WiFi | No | No | Yes | Yes | Yes | Yes | Autani Energy Center, Avi-on, Douglas Dialog, Enlighted IOT System, Lutron- Vive, McWoing TruBlu, Nedap Luxon, Signify Easysense | No | No | No | Yes | Yes | Yes | No |  | Yes | Yes | Yes | No | JJJOWA | [10 empty] | 7253.67 | 145.073 | 50 | 11.2 | 0.949 | 4000 | 83 | 8 | 83 | 98 | -11 | [5 empty] | No | No | No | No | No | [9 empty] | AC |  | 120 | 277 |  |  | 7253.67 | 50
Solid State Lighting | 5.1 | PQS3DIU5 | Saylite/Texas Fluorescents Reinvented | Saylite | (SS,SV,SD,SM)CBF24LY40WDMV40Koooo | Indoor Luminaires | Troffer | 2x4 Luminaires for Ambient Lighting of Interior Commercial Spaces |  |  |  | Standard | [16 empty] | 2021-07-29 | Yes | Continuous Dimming to 10% or below | Autani Energy Center, Avi-on, Douglas Dialog, Enlighted IOT System, Lutron- Vive, McWoing TruBlu, Nedap Luxon, Signify Easysense | Multifunction Sensor,Sensor Receptacle,Daylight Sensor,Occupancy Sensing | 0-10V Analog | Zigbee,Bluetooth,WiFi | No | No | Yes | Yes | Yes | Yes | Autani Energy Center, Avi-on, Douglas Dialog, Enlighted IOT System, Lutron- Vive, McWoing TruBlu, Nedap Luxon, Signify Easysense | No | No | No | Yes | No | No | No |  | Yes | Yes | Yes | No | JJJOWB | [10 empty] | 5769.98 | 144.25 | 40 | 10.3 | 0.953 | 4000 | 83 | 9 | 84 | 97 | -11 | [5 empty] | No | No | No | No | No | [9 empty] | AC |  | 120 | 277 |  |  | 5769.98 | 40
Solid State Lighting | 5 | PQTD4KNN | Saylite/Texas Fluorescents Reinvented | Saylite | SOSKFR96LQ46W6600LDMV40KORY | Indoor Retrofit Kit | Linear Ambient | Retrofit Kits for Direct Linear Ambient Luminaires | FALSE |  |  | Premium | [16 empty] | 2019-09-10 | No | Continuous Dimming to 10% or below | [23 empty] | AABARK | [10 empty] | 7313 | 157.3 | 46.5 | 8 | 0.93 | 4000 | 83 |  |  |  |  | 8 | 8.0 ft | [7 empty] | No | [9 empty] | AC |  | 120 | 277 |  |  |  | 46.5
Solid State Lighting | 5 | PQURVP8B | Saylite/Texas Fluorescents Reinvented | Saylite | DFUCLL22LF15W1900LDMV50K | Indoor Retrofit Kit | Troffer | Integrated Retrofit Kits for 2x2 Luminaires | General Purpose |  |  | Premium | [16 empty] | 2017-03-24 | Yes | Continuous Dimming to 10% or below | [23 empty] | VAVWHY | [10 empty] | 1985 | 134 | 14.78 | 5.02 | 1 | 5000 | 83 | [13 empty] | No | [9 empty] | AC | Updated on 10/31/2019
Solid State Lighting | 5.1 | PQUUGUU8 | Saylite/Texas Fluorescents Reinvented | Saylite | 8RB(421 or 501)LY60WD(D,G,DALI,DEXAL,SR)MV35Koooo | Indoor Retrofit Kit | Linear Ambient | Retrofit Kits for Direct Linear Ambient Luminaires | Luminaire Specific |  |  | Standard | [16 empty] | 2021-09-30 | Yes | Continuous Dimming to 10% or below | LLLC,Energy Monitoring,High End Trim | Multifunction Sensor, Sensor Receptacle, Daylight Sensing, Occupancy Sensing | 0-10V Analog, DALI, DMX, Phase Cut | Zigbee,Bluetooth,WiFi | No | No | Yes | Yes | Yes | Yes | Autani Energy Center, Avi-on, Douglas Dialog, Enlighted IOT System, Lutron- Vive, McWoing TruBlu, Nedap Luxon, Signify Easysense | Yes | Yes | No | Yes | Yes | Yes | Yes | No | Yes | Yes | Yes | No | RRRWGM | [10 empty] | 10162 | 165.83 | 61.28 | 10 | 0.994 | 3500 | 83 | 8 | 83 | 98 | -11 | 8 |  |  |  |  | No | No | No | No | No | [9 empty] | AC |  | 120 | 277 |  |  | 10162 | 61.28
Solid State Lighting | 5 | PQWE95MM | Saylite/Texas Fluorescents Reinvented | Saylite | CBF24LF62W7900LDMV50K | Indoor Luminaires | Troffer | 2x4 Luminaires for Ambient Lighting of Interior Commercial Spaces |  |  |  | Standard | [16 empty] | 2017-02-03 | Yes | Continuous Dimming to 10% or below | [23 empty] | YYYBLA | [10 empty] | 8105 | 130.01 | 62.34 | 4.6 | 1 | 5000 | 83 | [13 empty] | No | [9 empty] | AC | Updated on 10/31/2019
Solid State Lighting | 5 | PQXNC2XU | Saylite/Texas Fluorescents Reinvented | Saylite | LED48T818W2100LDX140K | Linear Replacement Lamp | T8 Four-Foot | Internal Driver/Line Voltage (UL Type B) Lamps |  |  |  | Standard | [16 empty] | 2017-03-23 | Not Yet Verified | Continuous Dimming to 10% or below | [23 empty] | JJJMSP | [10 empty] | 2453 | 132.67 | 18.49 | 20 | 0.9 | 4000 | 83 |  |  |  |  | 4 | [8 empty] | No | [9 empty] | AC | Lastx represents either s for single-end power input or T for double-end inputs updated on 11/30/2016, Updated on 10/31/2019
Solid State Lighting | 5.1 | PQY0LDN7 | Saylite/Texas Fluorescents Reinvented | Saylite | S48LY25WD(D,G,DALI,DEXAL,SR)MV40Koooo | Indoor Luminaires | Linear Ambient | Direct Linear Ambient Luminaires |  |  |  | Standard | [16 empty] | 2021-09-30 | Yes | Continuous Dimming to 10% or below | LLLC,Energy Monitoring,High End Trim | Multifunction Sensor, Sensor Receptacle, Daylight Sensing, Occupancy Sensing | 0-10V Analog, DALI, DMX, Phase Cut | Zigbee,Bluetooth,WiFi | No | No | Yes | Yes | Yes | Yes | Autani Energy Center, Avi-on, Douglas Dialog, Enlighted IOT System, Lutron- Vive, McWoing TruBlu, Nedap Luxon, Signify Easysense | Yes | Yes | No | Yes | Yes | Yes | Yes | No | Yes | Yes | Yes | No | RRRWGM | [10 empty] | 4244 | 169.75 | 25 | 13.2 | 0.898 | 4000 | 84 | 9 | 83 | 98 | -11 | 4 |  |  |  |  | No | No | No | No | No | [9 empty] | AC |  | 120 | 277 |  |  | 4244 | 25
Solid State Lighting | 5.1 | PQY4M6QH | Saylite/Texas Fluorescents Reinvented | Saylite | 209A96LY80WDMV50Koooo | Indoor Luminaires | Linear Ambient | Direct Linear Ambient Luminaires |  |  |  | Standard | [16 empty] | 2021-11-02 | No | Continuous Dimming to 10% or below | No Control Capability | No Sensor | 0-10V Analog | No Wireless Protocol | No | No | No | No | No | No |  | No | No | No | Yes | No | No | No | No | No | No | No | No | VVVZVR | [10 empty] | 12855 | 160.69 | 80 | 13.2 | 0.898 | 5000 | 84 | 13 | 82 | 96 | -12 | 8 | 8.0 ft |  |  |  | No | No | No | No | No | [9 empty] | AC |  | 120 | 277 |  |  | 12855 | 80
Solid State Lighting | 5.1 | PQYGHON6 | Saylite/Texas Fluorescents Reinvented | Saylite | S96LY80WD(D,G,DALI,DEXAL,SR)MV35Koooo | Indoor Luminaires | Linear Ambient | Direct Linear Ambient Luminaires |  |  |  | Standard | [16 empty] | 2021-09-30 | Yes | Continuous Dimming to 10% or below | LLLC,Energy Monitoring,High End Trim | Multifunction Sensor, Sensor Receptacle, Daylight Sensing, Occupancy Sensing | 0-10V Analog, DALI, DMX, Phase Cut | Zigbee,Bluetooth,WiFi | No | No | Yes | Yes | Yes | Yes | Autani Energy Center, Avi-on, Douglas Dialog, Enlighted IOT System, Lutron- Vive, McWoing TruBlu, Nedap Luxon, Signify Easysense | Yes | Yes | No | Yes | Yes | Yes | Yes | No | Yes | Yes | Yes | No | RRRWGM | [10 empty] | 13028 | 162.85 | 80 | 10 | 0.994 | 3500 | 83 | 8 | 83 | 98 | -11 | 8 |  |  |  |  | No | No | No | No | No | [9 empty] | AC |  | 120 | 277 |  |  | 13028 | 80
Solid State Lighting | 5 | PQZ7W8MT | Saylite/Texas Fluorescents Reinvented | Saylite | HBC48LN162W24000LA10DMVxxx50Koooo | Indoor Luminaires | High-Bay | High-Bay Luminaires for Commercial and Industrial Buildings |  |  |  | Standard | [16 empty] | 2017-03-15 | Yes | Continuous Dimming to 10% or below | [23 empty] | LLLBCJ | [10 empty] | 23965 | 147.93 | 162 | 6.2 | 0.96 | 5000 | 83 | [13 empty] | No | [9 empty] | AC | Updated on 10/31/2019
Solid State Lighting | 5.1 | PQZAWCFN | Saylite/Texas Fluorescents Reinvented | Saylite | S48LFRY50WD(D,G,DALI,DEXAL,SR)MV50Koooo | Indoor Luminaires | Linear Ambient | Direct Linear Ambient Luminaires |  |  |  | Standard | [16 empty] | 2021-09-30 | Yes | Continuous Dimming to 10% or below | LLLC,Energy Monitoring,High End Trim | Multifunction Sensor, Sensor Receptacle, Daylight Sensing, Occupancy Sensing | 0-10V Analog, DALI, DMX, Phase Cut | Zigbee,Bluetooth,WiFi | No | No | Yes | Yes | Yes | Yes | Autani Energy Center, Avi-on, Douglas Dialog, Enlighted IOT System, Lutron- Vive, McWoing TruBlu, Nedap Luxon, Signify Easysense | Yes | Yes | No | Yes | Yes | Yes | Yes | No | Yes | Yes | Yes | No | RRRWGM | [10 empty] | 7485 | 149.69 | 50 | 13.2 | 0.898 | 5000 | 83 | 12 | 82 | 97 | -12 | 4 |  |  |  |  | No | No | No | No | No | [9 empty] | AC |  | 120 | 277 |  |  | 7485 | 50
Solid State Lighting | 5.1 | PQZL31KC | Saylite/Texas Fluorescents Reinvented | Saylite | (SS,SV,SD,SM)CBF24LY45WDMV40Koooo | Indoor Luminaires | Troffer | 2x4 Luminaires for Ambient Lighting of Interior Commercial Spaces |  |  |  | Standard | [16 empty] | 2021-07-29 | Yes | Continuous Dimming to 10% or below | Autani Energy Center, Avi-on, Douglas Dialog, Enlighted IOT System, Lutron- Vive, McWoing TruBlu, Nedap Luxon, Signify Easysense | Multifunction Sensor,Sensor Receptacle,Daylight Sensor,Occupancy Sensing | 0-10V Analog | Zigbee,Bluetooth,WiFi | No | No | Yes | Yes | Yes | Yes | Autani Energy Center, Avi-on, Douglas Dialog, Enlighted IOT System, Lutron- Vive, McWoing TruBlu, Nedap Luxon, Signify Easysense | No | No | No | Yes | No | No | No |  | Yes | Yes | Yes | No | JJJOWB | [10 empty] | 6372.02 | 141.6 | 45 | 10.3 | 0.953 | 4000 | 83 | 9 | 84 | 97 | -11 | [5 empty] | No | No | No | No | No | [9 empty] | AC |  | 120 | 277 |  |  | 6372.02 | 45
Solid State Lighting | 5.1 | PQZR9I52 | Saylite/Texas Fluorescents Reinvented | Saylite | (SS,SV,SD,SM)CBF22LY25WDMV50Koooo | Indoor Luminaires | Troffer | 2x2 Luminaires for Ambient Lighting of Interior Commercial Spaces |  |  |  | Standard | [16 empty] | 2021-07-29 | Yes | Continuous Dimming to 10% or below | Autani Energy Center, Avi-on, Douglas Dialog, Enlighted IOT System, Lutron- Vive, McWoing TruBlu, Nedap Luxon, Signify Easysense | Multifunction Sensor,Sensor Receptacle,Daylight Sensor,Occupancy Sensing | 0-10V Analog | Zigbee,Bluetooth,WiFi | No | No | Yes | Yes | Yes | Yes | Autani Energy Center, Avi-on, Douglas Dialog, Enlighted IOT System, Lutron- Vive, McWoing TruBlu, Nedap Luxon, Signify Easysense | No | No | No | Yes | No | No | No |  | Yes | Yes | Yes | No | JJJOWB | [10 empty] | 3340.54 | 133.622 | 25 | 11.3 | 0.909 | 5000 | 83 | 11 | 81 | 96 | -12 | [5 empty] | No | No | No | No | No | [9 empty] | AC |  | 120 | 277 |  |  | 3340.54 | 25
Solid State Lighting | 5.1 | PR0YR6Q9 | Saylite/Texas Fluorescents Reinvented | Saylite | S96LY50WD(D,G,DALI,DEXAL,SR)MV40Koooo | Indoor Luminaires | Linear Ambient | Direct Linear Ambient Luminaires |  |  |  | Standard | [16 empty] | 2021-09-30 | Yes | Continuous Dimming to 10% or below | LLLC,Energy Monitoring,High End Trim | Multifunction Sensor, Sensor Receptacle, Daylight Sensing, Occupancy Sensing | 0-10V Analog, DALI, DMX, Phase Cut | Zigbee,Bluetooth,WiFi | No | No | Yes | Yes | Yes | Yes | Autani Energy Center, Avi-on, Douglas Dialog, Enlighted IOT System, Lutron- Vive, McWoing TruBlu, Nedap Luxon, Signify Easysense | Yes | Yes | No | Yes | Yes | Yes | Yes | No | Yes | Yes | Yes | No | RRRWGM | [10 empty] | 8487 | 169.75 | 50 | 13.2 | 0.898 | 4000 | 84 | 9 | 83 | 98 | -11 | 8 |  |  |  |  | No | No | No | No | No | [9 empty] | AC |  | 120 | 277 |  |  | 8487 | 50
Solid State Lighting | 5.1 | PR1FC9BT | Saylite/Texas Fluorescents Reinvented | Saylite | 200A248LY50WDMV40Koooo | Indoor Luminaires | Linear Ambient | Direct Linear Ambient Luminaires |  |  |  | Standard | [16 empty] | 2021-11-02 | No | Continuous Dimming to 10% or below | No Control Capability | No Sensor | 0-10V Analog | No Wireless Protocol | No | No | No | No | No | No |  | No | No | No | Yes | No | No | No | No | No | No | No | No | VVVZVR | [10 empty] | 7844 | 156.88 | 50 | 13.2 | 0.898 | 4000 | 84 | 9 | 84 | 97 | -11 | 4 | 4.0 ft |  |  |  | No | No | No | No | No | [9 empty] | AC |  | 120 | 277 |  |  | 7844 | 50
Solid State Lighting | 5.1 | PR1OO0Y1 | Saylite/Texas Fluorescents Reinvented | Saylite | CITE48LFRY45WDMV40K | Indoor Luminaires | Linear Ambient | Direct Linear Ambient Luminaires |  |  |  | Standard | [16 empty] | 2021-04-28 | Yes | Continuous Dimming to 10% or below | Energy Monitoring, High-end Trim, Autani Energy Center, Avi-on, Douglas Dialog, Enlighted IOT System, Lutron- Vive, McWoing TruBlu, Nedap Luxon, Signify Easysense | Daylight Sensor, Occupancy Sensor, Multifunction Sensor, Integral Sensor Receptacle | 0-10V Analog,DALI,DMX | Zigbee, Bluetooth, Wifi | No | No | Yes | Yes | Yes | Yes | Autani Energy Center, Avi-on, Douglas Dialog, Enlighted IOT System, Lutron- Vive, McWoing TruBlu, Nedap Luxon, Signify Easysense | Yes | Yes | No | Yes | Yes | Yes | No | No | Yes | Yes | Yes |  | BBBFSF | [10 empty] | 6922.92 | 153.843 | 45 | 9.5 | 0.902 | 4000 | 84 | 10 | 84 | 98 | -11 | 4 | 4.0 ft |  |  |  | No | No | No | No | No | [9 empty] | AC |  | 120 | 277 |  |  | 6922.92 | 45
Solid State Lighting | 5 | PR1TA13Q | Saylite/Texas Fluorescents Reinvented | Saylite | CBF24LF30W4100LDMV35K | Indoor Luminaires | Troffer | 2x4 Luminaires for Ambient Lighting of Interior Commercial Spaces |  |  |  | Standard | [16 empty] | 2017-02-03 | Yes | Continuous Dimming to 10% or below | [23 empty] | YYYBKX | [10 empty] | 3900 | 130 | 30 | 8.5 | 0.99 | 3500 | 84 | [13 empty] | No | [9 empty] | AC | Updated on 10/31/2019
Solid State Lighting | 5 | PR3M2EGV | Saylite/Texas Fluorescents Reinvented | Saylite | CRSR96LT82W8900LDMVxxx40K | Indoor Luminaires | Linear Ambient | Direct Linear Ambient Luminaires |  |  |  | Standard | [16 empty] | 2017-06-12 | Yes | Continuous Dimming to 10% or below | [23 empty] | EAEEZR | [10 empty] | 10206 | 124.16 | 82.2 | 12 | 0.93 | 4000 | 84 |  |  |  |  | 8 | 8.0 ft | [7 empty] | No | [9 empty] | AC | Updated on 10/31/2019
Solid State Lighting | 5.1 | PR4VLOE5 | Saylite/Texas Fluorescents Reinvented | Saylite | C96LY90WD(D,G,DALI,DEXAL,SR)MV30Koooo | Indoor Luminaires | Linear Ambient | Direct Linear Ambient Luminaires |  |  |  | Standard | [16 empty] | 2021-09-30 | Yes | Continuous Dimming to 10% or below | LLLC,Energy Monitoring,High End Trim | Multifunction Sensor, Sensor Receptacle, Daylight Sensing, Occupancy Sensing | 0-10V Analog, DALI, DMX, Phase Cut | Zigbee,Bluetooth,WiFi | No | No | Yes | Yes | Yes | Yes | Autani Energy Center, Avi-on, Douglas Dialog, Enlighted IOT System, Lutron- Vive, McWoing TruBlu, Nedap Luxon, Signify Easysense | Yes | Yes | No | Yes | Yes | Yes | Yes | No | Yes | Yes | Yes | No | RRRWGM | [10 empty] | 13855 | 153.95 | 90 | 10 | 0.994 | 3000 | 83 | 8 | 83 | 98 | -11 | 8 |  |  |  |  | No | No | No | No | No | [9 empty] | AC |  | 120 | 277 |  |  | 13855 | 90
Solid State Lighting | 5 | PR50CEDS | Saylite/Texas Fluorescents Reinvented | Fleco Industries | HIL48LX200W30000LDMV50Koooo (except WG) | Indoor Luminaires | High-Bay | High-Bay Luminaires for Commercial and Industrial Buildings |  |  |  | Premium | [16 empty] | 2020-06-23 | Yes | Continuous Dimming to 10% or below | [23 empty] | TTTVRK | [10 empty] | 31914.9 | 159.574 | 200 | 8.45 | 0.978 | 5000 | 83 | [13 empty] | No | [9 empty] | AC |  | 120 | 277 |  |  | 31914.9 | 200
Solid State Lighting | 5.1 | PR56YK5N | Saylite/Texas Fluorescents Reinvented | Saylite | C24LFRY25WD(D,G,DALI,DEXAL,SR)MV30Koooo | Indoor Luminaires | Linear Ambient | Direct Linear Ambient Luminaires |  |  |  | Standard | [16 empty] | 2021-09-30 | Yes | Continuous Dimming to 10% or below | LLLC,Energy Monitoring,High End Trim | Multifunction Sensor, Sensor Receptacle, Daylight Sensing, Occupancy Sensing | 0-10V Analog, DALI, DMX, Phase Cut | Zigbee,Bluetooth,WiFi | No | No | Yes | Yes | Yes | Yes | Autani Energy Center, Avi-on, Douglas Dialog, Enlighted IOT System, Lutron- Vive, McWoing TruBlu, Nedap Luxon, Signify Easysense | Yes | Yes | No | Yes | Yes | Yes | Yes | No | Yes | Yes | Yes | No | RRRWGM | [10 empty] | 3447 | 137.87 | 25 | 13.4 | 0.904 | 3000 | 84 | 10 | 84 | 98 | -10 | 2 |  |  |  |  | No | No | No | No | No | [9 empty] | AC |  | 120 | 277 |  |  | 3447 | 25
Solid State Lighting | 5 | PR5J2SNF | Saylite/Texas Fluorescents Reinvented | Saylite | JSR96L60w8400LDMV30K | Indoor Luminaires | Linear Ambient | Direct Linear Ambient Luminaires |  |  |  | Standard | [16 empty] | 2016-09-30 | No | Not Dimmable | [23 empty] | WWWANL | [10 empty] | 7950 | 132.5 | 60 | 20 | 0.9 | 3000 | 82.2 |  |  |  |  | 8 | [8 empty] | No | [9 empty] | AC | Updated on 10/31/2019
Solid State Lighting | 5 | PR7NDH4C | Saylite/Texas Fluorescents Reinvented | Saylite | 22CF20W2300LW10DMV30K | Indoor Retrofit Kit | Troffer | Linear Retrofit Kits for 2x2 Luminaires | General Purpose |  | TRUE | Standard |  |  | 2170 | 105.3 | 20.6 | 8.2 | 0.924 | 3128 | 84 | [5 empty] | 5 | 50000 | 2017-02-03 | No | Continuous Dimming to 10% or below | [23 empty] | YYYBLD | [10 empty] | 2170 | 105.3 | 20.6 | 8.5 | 0.989 | 3000 | 84 | [6 empty] | TRUE | [6 empty] | No | [9 empty] | AC | Updated on 10/31/2019
Solid State Lighting | 5 | PRC53JSU | Saylite/Texas Fluorescents Reinvented | Saylite | CBF22LF35W4200LDMV40K | Indoor Luminaires | Troffer | 2x2 Luminaires for Ambient Lighting of Interior Commercial Spaces |  |  |  | Standard | [16 empty] | 2017-02-03 | Yes | Continuous Dimming to 10% or below | [23 empty] | YYYBKZ | [10 empty] | 4160 | 118.86 | 35 | 7.9 | 0.99 | 4000 | 83 | [13 empty] | No | [9 empty] | AC | Updated on 10/31/2019
Solid State Lighting | 5.1 | PRDQ5CKV | Saylite/Texas Fluorescents Reinvented | Saylite | 200A224LY33WDMV50Koooo | Indoor Luminaires | Linear Ambient | Direct Linear Ambient Luminaires |  |  |  | Standard | [16 empty] | 2021-11-02 | No | Continuous Dimming to 10% or below | No Control Capability | No Sensor | 0-10V Analog | No Wireless Protocol | No | No | No | No | No | No |  | No | No | No | Yes | No | No | No | No | No | No | No | No | VVVZVR | [10 empty] | 4253 | 128.86 | 33 | 9.6 | 0.909 | 5000 | 84 | 19 | 82 | 97 | -11 | 2 | 2.0 ft |  |  |  | No | No | No | No | No | [9 empty] | AC |  | 120 | 277 |  |  | 4253 | 33
Solid State Lighting | 5 | PREGNOCA | Saylite/Texas Fluorescents Reinvented | Saylite | 24CJ40W5300LW10DMV40K | Indoor Retrofit Kit | Troffer | Linear Retrofit Kits for 2x4 Luminaires | General Purpose |  |  | Standard | [16 empty] | 2018-05-25 | Yes | Continuous Dimming to 10% or below | [23 empty] | LLLBNI | [10 empty] | 5293 | 134 | 39.5 | 4.7 | 0.97 | 4000 | 83 | [13 empty] | No | [9 empty] | AC | Updated on 10/31/2019
Solid State Lighting | 5 | PREJQQF1 | Saylite/Texas Fluorescents Reinvented | Saylite | CBF24LF32W4300LDMV35K | Indoor Luminaires | Troffer | 2x4 Luminaires for Ambient Lighting of Interior Commercial Spaces |  |  |  | Standard | [16 empty] | 2017-02-03 | Yes | Continuous Dimming to 10% or below | [23 empty] | YYYBKX | [10 empty] | 4100 | 128.13 | 32 | 8.5 | 0.99 | 3500 | 84 | [13 empty] | No | [9 empty] | AC | Updated on 10/31/2019
Solid State Lighting | 5 | PREKBKLX | Saylite/Texas Fluorescents Reinvented | Fleco Industries | HILFR48LX275W40000LDMV30Koooo (except WG) | Indoor Luminaires | High-Bay | High-Bay Luminaires for Commercial and Industrial Buildings |  |  | TRUE | Premium |  | 119.9 | 36431 | 132.8 | 274.38 | 7.92 | 0.978 | 3131 | 83.4 | [5 empty] | 5 | 50000 | 2020-06-23 | Yes | Continuous Dimming to 10% or below | [23 empty] | TTTVRK | [10 empty] | 37910 | 137.855 | 275 | 7.92 | 0.978 | 3000 | 83 | [13 empty] | No | [9 empty] | AC |  | 120 | 277 |  |  | 37910 | 275
Solid State Lighting | 5 | PRH0TP7R | Saylite/Texas Fluorescents Reinvented | Fleco Industries | HIL24LX70W10000LDMV30Koooo (except WG) | Indoor Luminaires | High-Bay | High-Bay Luminaires for Commercial and Industrial Buildings |  |  |  | Premium | [16 empty] | 2020-06-23 | Yes | Continuous Dimming to 10% or below | [23 empty] | TTTVRK | [10 empty] | 10029 | 149.687 | 67 | 9.6 | 0.961 | 3000 | 83 | [13 empty] | No | [9 empty] | AC |  | 120 | 277 |  |  | 10029 | 67
Solid State Lighting | 5 | PRHAKZAW | Saylite/Texas Fluorescents Reinvented | Saylite | DC200E90W10900LMV40K | Outdoor Luminaires | Mid Output | Outdoor Non-Cutoff and Semi-Cutoff Wall-Mounted Area Luminaires |  |  | TRUE | Standard |  |  | 10928 | 124 | 88.13 | 19.43 | 0.9538 | 3967 | 75.1 | [5 empty] | 5 | 50000 | 2017-01-17 | Yes | Not Dimmable | [23 empty] | YYYBID | [10 empty] | 10900 | 121 | 90 | 19 | 0.9 | 4000 | 70 | [13 empty] | No | [9 empty] | AC | Updated on 10/31/2019
Solid State Lighting | 5 | PRHSVNYJ | Saylite/Texas Fluorescents Reinvented | Saylite | C96LFRF24W3200LDMV35K | Indoor Luminaires | Linear Ambient | Direct Linear Ambient Luminaires |  |  |  | Standard | [16 empty] | 2017-02-03 | Yes | Continuous Dimming to 10% or below | [23 empty] | YYYBLC | [10 empty] | 3095 | 129.77 | 23.85 | 7.9 | 0.92 | 3500 | 84 |  |  |  |  | 8 | 8.0 ft | [7 empty] | No | [9 empty] | AC | Updated on 10/31/2019
Solid State Lighting | 5.1 | PRHX4SIT | Saylite/Texas Fluorescents Reinvented | Saylite | (SS,SV,SD,SM)CBF22LY25WDMV30Koooo | Indoor Luminaires | Troffer | 2x2 Luminaires for Ambient Lighting of Interior Commercial Spaces |  |  |  | Standard | [16 empty] | 2021-07-29 | Yes | Continuous Dimming to 10% or below | Autani Energy Center, Avi-on, Douglas Dialog, Enlighted IOT System, Lutron- Vive, McWoing TruBlu, Nedap Luxon, Signify Easysense | Multifunction Sensor,Sensor Receptacle,Daylight Sensor,Occupancy Sensing | 0-10V Analog | Zigbee,Bluetooth,WiFi | No | No | Yes | Yes | Yes | Yes | Autani Energy Center, Avi-on, Douglas Dialog, Enlighted IOT System, Lutron- Vive, McWoing TruBlu, Nedap Luxon, Signify Easysense | No | No | No | Yes | No | No | No |  | Yes | Yes | Yes | No | JJJOWB | [10 empty] | 3120.96 | 124.838 | 25 | 11.3 | 0.909 | 3000 | 83 | 9 | 84 | 97 | -11 | [5 empty] | No | No | No | No | No | [9 empty] | AC |  | 120 | 277 |  |  | 3120.96 | 25
Solid State Lighting | 5.1 | PRISNBJC | Saylite/Texas Fluorescents Reinvented | Saylite | CITE48LFRY30WDMV50K | Indoor Luminaires | Linear Ambient | Direct Linear Ambient Luminaires |  |  |  | Standard | [16 empty] | 2021-04-28 | Yes | Continuous Dimming to 10% or below | Energy Monitoring, High-end Trim, Autani Energy Center, Avi-on, Douglas Dialog, Enlighted IOT System, Lutron- Vive, McWoing TruBlu, Nedap Luxon, Signify Easysense | Daylight Sensor, Occupancy Sensor, Multifunction Sensor, Integral Sensor Receptacle | 0-10V Analog,DALI,DMX | Zigbee, Bluetooth, Wifi | No | No | Yes | Yes | Yes | Yes | Autani Energy Center, Avi-on, Douglas Dialog, Enlighted IOT System, Lutron- Vive, McWoing TruBlu, Nedap Luxon, Signify Easysense | Yes | Yes | No | Yes | Yes | Yes | No | No | Yes | Yes | Yes |  | BBBFSF | [10 empty] | 4859.55 | 161.985 | 30 | 9.5 | 0.902 | 5000 | 82 | 11 | 82 | 97 | -12 | 4 | 4.0 ft |  |  |  | No | No | No | No | No | [9 empty] | AC |  | 120 | 277 |  |  | 4859.55 | 30
Solid State Lighting | 5 | PRJ3USWR | Saylite/Texas Fluorescents Reinvented | Saylite | CBF22LHF15W1900LDMV50K | Indoor Luminaires | Troffer | 2x2 Luminaires for Ambient Lighting of Interior Commercial Spaces |  |  |  | Premium | [16 empty] | 2017-02-03 | Yes | Continuous Dimming to 10% or below | [23 empty] | YYYBKY | [10 empty] | 2000 | 135.2 | 14.79 | 5 | 1 | 5000 | 84 | [13 empty] | No | [9 empty] | AC | Updated on 10/31/2019
Solid State Lighting | 5.1 | PRJRBI14 | Saylite/Texas Fluorescents Reinvented | Saylite | 207A248LY15WDMV30Koooo | Indoor Luminaires | Linear Ambient | Direct Linear Ambient Luminaires |  |  |  | Standard | [16 empty] | 2021-11-02 | No | Continuous Dimming to 10% or below | No Control Capability | No Sensor | 0-10V Analog | No Wireless Protocol | No | No | No | No | No | No |  | No | No | No | Yes | No | No | No | No | No | No | No | No | VVVZVR | [10 empty] | 2354 | 155.27 | 15.2 | 9.2 | 0.916 | 3000 | 84 | 10 | 84 | 97 | -11 | 4 | 4.0 ft |  |  |  | No | No | No | No | No | [9 empty] | AC |  | 120 | 277 |  |  | 2354 | 15.2
Solid State Lighting | 5.1 | PRK3Z8B2 | Saylite/Texas Fluorescents Reinvented | Saylite | 209A48LY35WDMV30Koooo | Indoor Luminaires | Linear Ambient | Direct Linear Ambient Luminaires |  |  |  | Standard | [16 empty] | 2021-11-02 | No | Continuous Dimming to 10% or below | No Control Capability | No Sensor | 0-10V Analog | No Wireless Protocol | No | No | No | No | No | No |  | No | No | No | Yes | No | No | No | No | No | No | No | No | VVVZVR | [10 empty] | 5298 | 151.37 | 35 | 13.2 | 0.898 | 3000 | 84 | 9 | 84 | 97 | -11 | 4 | 4.0 ft |  |  |  | No | No | No | No | No | [9 empty] | AC |  | 120 | 277 |  |  | 5298 | 35
Solid State Lighting | 5.1 | PRKWZVYM | Saylite/Texas Fluorescents Reinvented | Saylite | C96LFRY80WD(D,G,DALI,DEXAL,SR)MV35Koooo | Indoor Luminaires | Linear Ambient | Direct Linear Ambient Luminaires |  |  |  | Standard | [16 empty] | 2021-09-30 | Yes | Continuous Dimming to 10% or below | LLLC,Energy Monitoring,High End Trim | Multifunction Sensor, Sensor Receptacle, Daylight Sensing, Occupancy Sensing | 0-10V Analog, DALI, DMX, Phase Cut | Zigbee,Bluetooth,WiFi | No | No | Yes | Yes | Yes | Yes | Autani Energy Center, Avi-on, Douglas Dialog, Enlighted IOT System, Lutron- Vive, McWoing TruBlu, Nedap Luxon, Signify Easysense | Yes | Yes | No | Yes | Yes | Yes | Yes | No | Yes | Yes | Yes | No | RRRWGM | [10 empty] | 11965 | 149.5 | 80 | 13.2 | 0.898 | 3500 | 84 | 9 | 83 | 98 | -11 | 8 |  |  |  |  | No | No | No | No | No | [9 empty] | AC |  | 120 | 277 |  |  | 11965 | 40
Solid State Lighting | 5.1 | PRL04F27 | Saylite/Texas Fluorescents Reinvented | Saylite | 4RB(421 or 501)LY20WD(D,G,DALI,DEXAL,SR)MV50Koooo | Indoor Retrofit Kit | Linear Ambient | Retrofit Kits for Direct Linear Ambient Luminaires | Luminaire Specific |  |  | Standard | [16 empty] | 2021-09-30 | Yes | Continuous Dimming to 10% or below | LLLC,Energy Monitoring,High End Trim | Multifunction Sensor, Sensor Receptacle, Daylight Sensing, Occupancy Sensing | 0-10V Analog, DALI, DMX, Phase Cut | Zigbee,Bluetooth,WiFi | No | No | Yes | Yes | Yes | Yes | Autani Energy Center, Avi-on, Douglas Dialog, Enlighted IOT System, Lutron- Vive, McWoing TruBlu, Nedap Luxon, Signify Easysense | Yes | Yes | No | Yes | Yes | Yes | Yes | No | Yes | Yes | Yes | No | RRRWGM | [10 empty] | 3403 | 170.17 | 20 | 13.2 | 0.898 | 5000 | 82 | 10 | 81 | 97 | -12 | 4 |  |  |  |  | No | No | No | No | No | [9 empty] | AC |  | 120 | 277 |  |  | 3403 | 20
Solid State Lighting | 5.1 | PRM8QBXO | Saylite/Texas Fluorescents Reinvented | Saylite | S48LFRY54WD(D,G,DALI,DEXAL,SR)MV35Koooo | Indoor Luminaires | Linear Ambient | Direct Linear Ambient Luminaires |  |  |  | Standard | [16 empty] | 2021-09-30 | Yes | Continuous Dimming to 10% or below | LLLC,Energy Monitoring,High End Trim | Multifunction Sensor, Sensor Receptacle, Daylight Sensing, Occupancy Sensing | 0-10V Analog, DALI, DMX, Phase Cut | Zigbee,Bluetooth,WiFi | No | No | Yes | Yes | Yes | Yes | Autani Energy Center, Avi-on, Douglas Dialog, Enlighted IOT System, Lutron- Vive, McWoing TruBlu, Nedap Luxon, Signify Easysense | Yes | Yes | No | Yes | Yes | Yes | Yes | No | Yes | Yes | Yes | No | RRRWGM | [10 empty] | 7793 | 146.09 | 53.34 | 13.2 | 0.898 | 3500 | 83 | 8 | 83 | 98 | -11 | 4 |  |  |  |  | No | No | No | No | No | [9 empty] | AC |  | 120 | 277 |  |  | 7793 | 53.34
Solid State Lighting | 5 | PRMJNPWV | Saylite/Texas Fluorescents Reinvented | Saylite | 131A24LF45W5500LDMV30K | Indoor Luminaires | Troffer | 2x4 Luminaires for Ambient Lighting of Interior Commercial Spaces |  |  |  | Standard | [16 empty] | 2016-09-09 | No | Continuous Dimming to 10% or below | [23 empty] | KKKWMB | [10 empty] | 5253 | 119.7 | 43.9 | 4.95 | 1 | 3000 | 83 | [6 empty] | TRUE | [6 empty] | No | [9 empty] | AC | Updated on 10/31/2019
Solid State Lighting | 5.1 | PRNXOLBU | Saylite/Texas Fluorescents Reinvented | Saylite | 2RB(421 or 501)LY25WD(D,G,DALI,DEXAL,SR)MV40Koooo | Indoor Retrofit Kit | Linear Ambient | Retrofit Kits for Direct Linear Ambient Luminaires | Luminaire Specific |  |  | Standard | [16 empty] | 2021-09-30 | Yes | Continuous Dimming to 10% or below | LLLC,Energy Monitoring,High End Trim | Multifunction Sensor, Sensor Receptacle, Daylight Sensing, Occupancy Sensing | 0-10V Analog, DALI, DMX, Phase Cut | Zigbee,Bluetooth,WiFi | No | No | Yes | Yes | Yes | Yes | Autani Energy Center, Avi-on, Douglas Dialog, Enlighted IOT System, Lutron- Vive, McWoing TruBlu, Nedap Luxon, Signify Easysense | Yes | Yes | No | Yes | Yes | Yes | Yes | No | Yes | Yes | Yes | No | RRRWGM | [10 empty] | 4000 | 160 | 25 | 13.3 | 0.905 | 4000 | 84 | 9 | 84 | 98 | -11 | 2 |  |  |  |  | No | No | No | No | No | [9 empty] | AC |  | 120 | 277 |  |  | 4000 | 25
Solid State Lighting | 5 | PRO5SJWN | Saylite/Texas Fluorescents Reinvented | Saylite | ZZ-SER FR 48L T28W3600L DMV 35K WH-YY | Indoor Luminaires | Linear Ambient | Direct Linear Ambient Luminaires |  |  |  | Standard | [16 empty] | 2019-06-25 | Yes | Continuous Dimming to 10% or below | [23 empty] | HHHDIW | [10 empty] | 3649 | 131.97 | 27.65 | 11.73 | 0.989 | 3550 | 82.7 |  |  |  |  | 4 | 4.0 ft | [7 empty] | No | [9 empty] | AC | Updated on 10/31/2019 | 108 | 305 |  |  | 3649 | 27.65
Solid State Lighting | 5 | PROEH1WH | Saylite/Texas Fluorescents Reinvented | Saylite | 131A22LJ40W4500LDMV35K | Indoor Luminaires | Troffer | 2x2 Luminaires for Ambient Lighting of Interior Commercial Spaces |  |  |  | Standard | [16 empty] | 2018-05-25 | Yes | Continuous Dimming to 10% or below | [23 empty] | LLLBNI | [10 empty] | 4421 | 107.567 | 41.1 | 8.2 | 0.95 | 3500 | 82 | [13 empty] | No | [9 empty] | AC | Updated on 10/31/2019
Solid State Lighting | 5.1 | PRP0VKGR | Saylite/Texas Fluorescents Reinvented | Saylite | CITE48LRFY15WDMV30K | Indoor Luminaires | Linear Ambient | Direct Linear Ambient Luminaires |  |  | TRUE | Standard |  | 120 | 2089.4 | 142.7 | 14.64 | 11.5 | 0.987 | 3063 | 84 | 11 | 86 | 98 | -10 | 0.0006 | 5 |  | 2021-04-28 | Yes | Continuous Dimming to 10% or below | Energy Monitoring, High-end Trim, Autani Energy Center, Avi-on, Douglas Dialog, Enlighted IOT System, Lutron- Vive, McWoing TruBlu, Nedap Luxon, Signify Easysense | Daylight Sensor, Occupancy Sensor, Multifunction Sensor, Integral Sensor Receptacle | 0-10V Analog,DALI,DMX | Zigbee, Bluetooth, Wifi | No | No | Yes | Yes | Yes | Yes | Autani Energy Center, Avi-on, Douglas Dialog, Enlighted IOT System, Lutron- Vive, McWoing TruBlu, Nedap Luxon, Signify Easysense | Yes | Yes | No | Yes | Yes | Yes | No | No | Yes | Yes | Yes |  | BBBFSF | [10 empty] | 2089.4 | 142.719 | 14.64 | 9.5 | 0.902 | 3000 | 84 | 10 | 84 | 98 | -11 | 4 | 4.0 ft |  |  |  | No | No | No | No | No | [9 empty] | AC |  | 120 | 277 |  |  | 2089.4 | 14.64
Solid State Lighting | 5.1 | PRQ1WSCY | Saylite/Texas Fluorescents Reinvented | Saylite | 209A48LY25WDMV50Koooo | Indoor Luminaires | Linear Ambient | Direct Linear Ambient Luminaires |  |  |  | Standard | [16 empty] | 2021-11-02 | No | Continuous Dimming to 10% or below | No Control Capability | No Sensor | 0-10V Analog | No Wireless Protocol | No | No | No | No | No | No |  | No | No | No | Yes | No | No | No | No | No | No | No | No | VVVZVR | [10 empty] | 4114 | 164.55 | 25 | 9.2 | 0.916 | 5000 | 84 | 13 | 82 | 96 | -12 | 4 | 4.0 ft |  |  |  | No | No | No | No | No | [9 empty] | AC |  | 120 | 277 |  |  | 4114 | 25
Solid State Lighting | 5.1 | PRQWB3UH | Saylite/Texas Fluorescents Reinvented | Saylite | S24LY15WD(D,G,DALI,DEXAL,SR)MV30Koooo | Indoor Luminaires | Linear Ambient | Direct Linear Ambient Luminaires |  |  |  | Standard | [16 empty] | 2021-09-30 | Yes | Continuous Dimming to 10% or below | LLLC,Energy Monitoring,High End Trim | Multifunction Sensor, Sensor Receptacle, Daylight Sensing, Occupancy Sensing | 0-10V Analog, DALI, DMX, Phase Cut | Zigbee,Bluetooth,WiFi | No | No | Yes | Yes | Yes | Yes | Autani Energy Center, Avi-on, Douglas Dialog, Enlighted IOT System, Lutron- Vive, McWoing TruBlu, Nedap Luxon, Signify Easysense | Yes | Yes | No | Yes | Yes | Yes | Yes | No | Yes | Yes | Yes | No | RRRWGM | [10 empty] | 2370 | 154.09 | 15.38 | 13.3 | 0.905 | 3000 | 84 | 9 | 84 | 98 | -11 | 2 |  |  |  |  | No | No | No | No | No | [9 empty] | AC |  | 120 | 277 |  |  | 2370 | 15.38
Solid State Lighting | 5 | PRR3RU6C | Saylite/Texas Fluorescents Reinvented | Saylite | DCC200E90W9300LMV40K | Outdoor Luminaires | Mid Output | Outdoor Full-Cutoff Wall-Mounted Area Luminaires |  |  | TRUE | Standard |  |  | 9378.25 | 103.16 | 90.91 | 18.16 | 0.9512 | 4020 | 83.4 | [5 empty] | 5 | 50000 | 2017-01-17 | Yes | Not Dimmable | [23 empty] | YYYBII | [10 empty] | 9300 | 103 | 90 | 18.16 | 0.9 | 4000 | 82 | [13 empty] | No | [9 empty] | AC | Updated on 10/31/2019
Solid State Lighting | 5.1 | PRRE5MTN | Saylite/Texas Fluorescents Reinvented | Saylite | C96LY80WD(D,G,DALI,DEXAL,SR)MV35Koooo | Indoor Luminaires | Linear Ambient | Direct Linear Ambient Luminaires |  |  |  | Standard | [16 empty] | 2021-09-30 | Yes | Continuous Dimming to 10% or below | LLLC,Energy Monitoring,High End Trim | Multifunction Sensor, Sensor Receptacle, Daylight Sensing, Occupancy Sensing | 0-10V Analog, DALI, DMX, Phase Cut | Zigbee,Bluetooth,WiFi | No | No | Yes | Yes | Yes | Yes | Autani Energy Center, Avi-on, Douglas Dialog, Enlighted IOT System, Lutron- Vive, McWoing TruBlu, Nedap Luxon, Signify Easysense | Yes | Yes | No | Yes | Yes | Yes | Yes | No | Yes | Yes | Yes | No | RRRWGM | [10 empty] | 13028 | 162.85 | 80 | 10 | 0.994 | 3500 | 83 | 8 | 83 | 98 | -11 | 8 |  |  |  |  | No | No | No | No | No | [9 empty] | AC |  | 120 | 277 |  |  | 13028 | 80
Solid State Lighting | 5.1 | PRTQ9FIU | Saylite/Texas Fluorescents Reinvented | Saylite | 200A248LY30WDMV30Koooo | Indoor Luminaires | Linear Ambient | Direct Linear Ambient Luminaires |  |  |  | Standard | [16 empty] | 2021-11-02 | No | Continuous Dimming to 10% or below | No Control Capability | No Sensor | 0-10V Analog | No Wireless Protocol | No | No | No | No | No | No |  | No | No | No | Yes | No | No | No | No | No | No | No | No | VVVZVR | [10 empty] | 4669 | 152.97 | 30.5 | 9.2 | 0.916 | 3000 | 84 | 9 | 84 | 97 | -11 | 4 | 4.0 ft |  |  |  | No | No | No | No | No | [9 empty] | AC |  | 120 | 277 |  |  | 4669 | 30.5
Solid State Lighting | 5.1 | PRTZF3OV | Saylite/Texas Fluorescents Reinvented | Saylite | 209A96LY80WDMV40Koooo | Indoor Luminaires | Linear Ambient | Direct Linear Ambient Luminaires |  |  |  | Standard | [16 empty] | 2021-11-02 | No | Continuous Dimming to 10% or below | No Control Capability | No Sensor | 0-10V Analog | No Wireless Protocol | No | No | No | No | No | No |  | No | No | No | Yes | No | No | No | No | No | No | No | No | VVVZVR | [10 empty] | 12855 | 160.69 | 80 | 13.2 | 0.898 | 4000 | 84 | 9 | 84 | 97 | -11 | 8 | 8.0 ft |  |  |  | No | No | No | No | No | [9 empty] | AC |  | 120 | 277 |  |  | 12855 | 80
Solid State Lighting | 5.1 | PRVBFDO8 | Saylite/Texas Fluorescents Reinvented | Saylite | 2RB(421 or 501)LY33WD(D,G,DALI,DEXAL,SR)MV40Koooo | Indoor Retrofit Kit | Linear Ambient | Retrofit Kits for Direct Linear Ambient Luminaires | Luminaire Specific |  |  | Standard | [16 empty] | 2021-09-30 | Yes | Continuous Dimming to 10% or below | LLLC,Energy Monitoring,High End Trim | Multifunction Sensor, Sensor Receptacle, Daylight Sensing, Occupancy Sensing | 0-10V Analog, DALI, DMX, Phase Cut | Zigbee,Bluetooth,WiFi | No | No | Yes | Yes | Yes | Yes | Autani Energy Center, Avi-on, Douglas Dialog, Enlighted IOT System, Lutron- Vive, McWoing TruBlu, Nedap Luxon, Signify Easysense | Yes | Yes | No | Yes | Yes | Yes | Yes | No | Yes | Yes | Yes | No | RRRWGM | [10 empty] | 5183 | 157.07 | 33 | 13.3 | 0.905 | 4000 | 84 | 9 | 84 | 98 | -11 | 2 |  |  |  |  | No | No | No | No | No | [9 empty] | AC |  | 120 | 277 |  |  | 5183 | 33
Solid State Lighting | 5.1 | PRVUQFT9 | Saylite/Texas Fluorescents Reinvented | Saylite | 209A24LY33WDMV30Koooo | Indoor Luminaires | Linear Ambient | Direct Linear Ambient Luminaires |  |  |  | Standard | [16 empty] | 2021-11-02 | No | Continuous Dimming to 10% or below | No Control Capability | No Sensor | 0-10V Analog | No Wireless Protocol | No | No | No | No | No | No |  | No | No | No | Yes | No | No | No | No | No | No | No | No | VVVZVR | [10 empty] | 3973 | 120.39 | 33 | 9.6 | 0.909 | 3000 | 85 | 14 | 84 | 98 | -10 | 2 | 2.0 ft |  |  |  | No | No | No | No | No | [9 empty] | AC |  | 120 | 277 |  |  | 3973 | 33
Solid State Lighting | 5 | PRVX68M4 | Saylite/Texas Fluorescents Reinvented | Fleco Industries | HILFR24LX135W20000LDMV30Koooo (except WG) | Indoor Luminaires | High-Bay | High-Bay Luminaires for Commercial and Industrial Buildings |  |  |  | Premium | [16 empty] | 2020-06-23 | Yes | Continuous Dimming to 10% or below | [23 empty] | TTTVRK | [10 empty] | 18700 | 138.519 | 135 | 9.3 | 0.97 | 3000 | 83 | [13 empty] | No | [9 empty] | AC |  | 120 | 277 |  |  | 18700 | 135
Solid State Lighting | 5 | PRWVZV3X | Saylite/Texas Fluorescents Reinvented | Saylite | 131A14LF22W2800LDMV30K | Indoor Luminaires | Troffer | 1x4 Luminaires for Ambient Lighting of Interior Commercial Spaces |  |  | TRUE | Standard |  |  | 2675.7 | 117.4 | 22.79 | 8.4 | 0.991 | 3147 | 83 | [5 empty] | 5 | 50000 | 2017-02-03 | Yes | Continuous Dimming to 10% or below | [23 empty] | YYYBLB | [10 empty] | 2675.7 | 117.41 | 22.79 | 8.4 | 0.99 | 3088 | 83 | [6 empty] | TRUE | [6 empty] | No | [9 empty] | AC | Updated on 10/31/2019
Solid State Lighting | 5 | PRXWRTW6 | Saylite/Texas Fluorescents Reinvented | Fleco Industries | HIL48LX275W40000LDMV50Koooo (except WG) | Indoor Luminaires | High-Bay | High-Bay Luminaires for Commercial and Industrial Buildings |  |  |  | Premium | [16 empty] | 2020-06-23 | Yes | Continuous Dimming to 10% or below | [23 empty] | TTTVRK | [10 empty] | 43875 | 159.545 | 275 | 7.85 | 0.979 | 5000 | 83 | [13 empty] | No | [9 empty] | AC |  | 120 | 277 |  |  | 43875 | 275
Solid State Lighting | 5.1 | PRYPAQ5I | Saylite/Texas Fluorescents Reinvented | Saylite | CITE48LRFY40WDMV35K | Indoor Luminaires | Linear Ambient | Direct Linear Ambient Luminaires |  |  |  | Standard | [16 empty] | 2021-04-28 | Yes | Continuous Dimming to 10% or below | Energy Monitoring, High-end Trim, Autani Energy Center, Avi-on, Douglas Dialog, Enlighted IOT System, Lutron- Vive, McWoing TruBlu, Nedap Luxon, Signify Easysense | Daylight Sensor, Occupancy Sensor, Multifunction Sensor, Integral Sensor Receptacle | 0-10V Analog,DALI,DMX | Zigbee, Bluetooth, Wifi | No | No | Yes | Yes | Yes | Yes | Autani Energy Center, Avi-on, Douglas Dialog, Enlighted IOT System, Lutron- Vive, McWoing TruBlu, Nedap Luxon, Signify Easysense | Yes | Yes | No | Yes | Yes | Yes | No | No | Yes | Yes | Yes |  | BBBFSF | [10 empty] | 5722.9 | 143.072 | 40 | 9.5 | 0.902 | 3500 | 84 | 10 | 84 | 98 | -11 | 4 | 4.0 ft |  |  |  | No | No | No | No | No | [9 empty] | AC |  | 120 | 277 |  |  | 5722.9 | 40
Solid State Lighting | 5 | PRYTGVA7 | Saylite/Texas Fluorescents Reinvented | Saylite | UCLL22LF28W3500LDMV50K(WP,EM) | Indoor Luminaires | Troffer | 2x2 Luminaires for Ambient Lighting of Interior Commercial Spaces |  |  |  | Standard | [16 empty] | 2015-10-15 | Yes | Continuous Dimming to 10% or below | [23 empty] | KKKYHA | [10 empty] | 3572 | 127 | 28 | 6.8 | 0.984 | 5000 | 83 | [13 empty] | No | [9 empty] | AC | Product de-listed on 4/1/2017, re-listed on 05/09/2018 due to update, Updated on 10/31/2019
Solid State Lighting | 5 | PRYZANRA | Saylite/Texas Fluorescents Reinvented | Saylite | CBF22LF20W2500LDMV40K | Indoor Luminaires | Troffer | 2x2 Luminaires for Ambient Lighting of Interior Commercial Spaces |  |  |  | Standard | [16 empty] | 2017-02-03 | Yes | Continuous Dimming to 10% or below | [23 empty] | YYYBKW | [10 empty] | 2537 | 126.85 | 20 | 11.1 | 0.91 | 4000 | 84 | [13 empty] | No | [9 empty] | AC | Updated on 10/31/2019
Solid State Lighting | 5 | PRZ7MUK9 | Saylite/Texas Fluorescents Reinvented | Saylite | CBF24LF22W3100LDMV30K | Indoor Luminaires | Troffer | 2x4 Luminaires for Ambient Lighting of Interior Commercial Spaces |  |  | TRUE | Standard |  |  | 3030.6 | 132.6 | 22.85 | 8.5 | 0.991 | 3097 | 84 | [5 empty] | 5 | 50000 | 2017-02-03 | Yes | Continuous Dimming to 10% or below | [23 empty] | YYYBKX | [10 empty] | 2940.5 | 128.41 | 22.9 | 8.5 | 0.99 | 3088 | 84 | [6 empty] | TRUE | [6 empty] | No | [9 empty] | AC | Updated on 10/31/2019
Solid State Lighting | 5 | PS1AU7CM | Saylite/Texas Fluorescents Reinvented | Saylite | 209A48LF32W3450LDMV50K | Indoor Luminaires | Troffer | 1x4 Luminaires for Ambient Lighting of Interior Commercial Spaces |  |  |  | Standard | [16 empty] | 2015-08-24 | Not Yet Verified | Continuous Dimming to 10% or below | [23 empty] | UUUUTB | [10 empty] | 3818 | 109 | 35 | 20 | 0.9 | 5000 | 85 | [13 empty] | No | [9 empty] | AC | Updated on 10/31/2019
Solid State Lighting | 5.1 | PS1GDETR | Saylite/Texas Fluorescents Reinvented | Saylite | 4RB(421 or 501)LY15WD(D,G,DALI,DEXAL,SR)MV40Koooo | Indoor Retrofit Kit | Linear Ambient | Retrofit Kits for Direct Linear Ambient Luminaires | Luminaire Specific |  |  | Standard | [16 empty] | 2021-09-30 | Yes | Continuous Dimming to 10% or below | LLLC,Energy Monitoring,High End Trim | Multifunction Sensor, Sensor Receptacle, Daylight Sensing, Occupancy Sensing | 0-10V Analog, DALI, DMX, Phase Cut | Zigbee,Bluetooth,WiFi | No | No | Yes | Yes | Yes | Yes | Autani Energy Center, Avi-on, Douglas Dialog, Enlighted IOT System, Lutron- Vive, McWoing TruBlu, Nedap Luxon, Signify Easysense | Yes | Yes | No | Yes | Yes | Yes | Yes | No | Yes | Yes | Yes | No | RRRWGM | [10 empty] | 2510 | 170.6 | 14.71 | 13.2 | 0.898 | 4000 | 84 | 9 | 83 | 98 | -11 | 4 |  |  |  |  | No | No | No | No | No | [9 empty] | AC |  | 120 | 277 |  |  | 2510 | 14.71
Solid State Lighting | 5 | PS1VBT4X | Saylite/Texas Fluorescents Reinvented | Saylite | RSR48LT41W4300LDMVxxx35K | Indoor Retrofit Kit | Linear Ambient | Retrofit Kits for Direct Linear Ambient Luminaires | General Purpose |  |  | Standard | [16 empty] | 2017-06-12 | Yes | Continuous Dimming to 10% or below | [23 empty] | EAEEZR | [10 empty] | 4918 | 119.66 | 41.1 | 12 | 0.93 | 3500 | 84 | [13 empty] | No | [9 empty] | AC | Updated on 10/31/2019
Solid State Lighting | 5.1 | PS2TVQZK | Saylite/Texas Fluorescents Reinvented | Saylite | C24LY20WD(D,G,DALI,DEXAL,SR)MV35Koooo | Indoor Luminaires | Linear Ambient | Direct Linear Ambient Luminaires |  |  |  | Standard | [16 empty] | 2021-09-30 | Yes | Continuous Dimming to 10% or below | LLLC,Energy Monitoring,High End Trim | Multifunction Sensor, Sensor Receptacle, Daylight Sensing, Occupancy Sensing | 0-10V Analog, DALI, DMX, Phase Cut | Zigbee,Bluetooth,WiFi | No | No | Yes | Yes | Yes | Yes | Autani Energy Center, Avi-on, Douglas Dialog, Enlighted IOT System, Lutron- Vive, McWoing TruBlu, Nedap Luxon, Signify Easysense | Yes | Yes | No | Yes | Yes | Yes | Yes | No | Yes | Yes | Yes | No | RRRWGM | [10 empty] | 3181 | 159.04 | 20 | 13.3 | 0.905 | 3500 | 84 | 9 | 84 | 98 | -11 | 2 |  |  |  |  | No | No | No | No | No | [9 empty] | AC |  | 120 | 277 |  |  | 3181 | 20
Solid State Lighting | 5 | PS46NUCJ | Saylite/Texas Fluorescents Reinvented | Saylite | CITE48LFRF23W3200LLBDMV30Kxx | Indoor Luminaires | Linear Ambient | Direct Linear Ambient Luminaires |  |  | TRUE | Standard |  |  | 3007.4 | 126.7 | 23.73 | 8.7 | 0.924 | 3110 | 84 | [5 empty] | 5 | 50000 | 2017-02-03 | Yes | Continuous Dimming to 10% or below | [23 empty] | YYYBKT | [10 empty] | 3007 | 127 | 23.7 | 8.3 | 0.991 | 3000 | 84 |  |  |  |  | 4 | 4.0 ft | TRUE | [6 empty] | No | [9 empty] | AC | Updated on 10/31/2019
Solid State Lighting | 5 | PS4ZD2UW | Saylite/Texas Fluorescents Reinvented | Saylite | CITE48LFRF23W3200LLBDMV35Kxx | Indoor Luminaires | Linear Ambient | Direct Linear Ambient Luminaires |  |  |  | Standard | [16 empty] | 2017-02-03 | Yes | Continuous Dimming to 10% or below | [23 empty] | YYYBKT | [10 empty] | 3100 | 131 | 23.7 | 8.3 | 0.991 | 3500 | 84 |  |  |  |  | 4 | 4.0 ft | [7 empty] | No | [9 empty] | AC | Updated on 10/31/2019
Solid State Lighting | 5 | PS568JC3 | Saylite/Texas Fluorescents Reinvented | Saylite | 14CJ35W4300LW10DMV30K | Indoor Retrofit Kit | Troffer | Linear Retrofit Kits for 1x4 Luminaires | General Purpose |  |  | Standard | [16 empty] | 2018-05-25 | Yes | Continuous Dimming to 10% or below | [23 empty] | LLLBNI | [10 empty] | 4057 | 115.914 | 35 | 4.9 | 0.97 | 3000 | 83 | [6 empty] | TRUE | [6 empty] | No | [9 empty] | AC | Updated on 10/31/2019
Solid State Lighting | 5 | PS5TUMRW | Saylite/Texas Fluorescents Reinvented | Saylite | DFUCLL24LF57W7800LDMV40K | Indoor Retrofit Kit | Troffer | Integrated Retrofit Kits for 2x4 Luminaires | General Purpose |  |  | Premium | [16 empty] | 2017-03-24 | Yes | Continuous Dimming to 10% or below | [23 empty] | VAVWHZ | [10 empty] | 7800 | 136 | 57 | 4.8 | 1 | 4000 | 84 | [13 empty] | No | [9 empty] | AC | Updated on 10/31/2019
Solid State Lighting | 5 | PS65YZGD | Saylite/Texas Fluorescents Reinvented | Saylite | CITE48LFRF57W6800LLBDMV50Kxx | Indoor Luminaires | Linear Ambient | Direct Linear Ambient Luminaires |  |  |  | Standard | [16 empty] | 2017-02-03 | Yes | Continuous Dimming to 10% or below | [23 empty] | YYYBKT | [10 empty] | 7065 | 122 | 57.77 | 4.8 | 0.998 | 5000 | 84 |  |  |  |  | 4 | 4.0 ft | [7 empty] | No | [9 empty] | AC | Updated on 10/31/2019
Solid State Lighting | 5.1 | PS6T9MO9 | Saylite/Texas Fluorescents Reinvented | Saylite | (SS,SV,SD,SM)UCLL24LY40W(D,G,DALI,DEXAL,SR)(MV or 120)35Koooo | Indoor Luminaires | Troffer | 2x4 Luminaires for Ambient Lighting of Interior Commercial Spaces |  |  |  | Premium | [16 empty] | 2021-07-29 | Yes | Continuous Dimming to 10% or below | Autani Energy Center, Avi-on, Douglas Dialog, Enlighted IOT System, Lutron- Vive, McWoing TruBlu, Nedap Luxon, Signify Easysense | Multifunction Sensor,Sensor Receptacle,Daylight Sensor,Occupancy Sensing | 0-10V Analog,DALI,DMX | Zigbee,Bluetooth,WiFi | No | No | Yes | Yes | Yes | Yes | Autani Energy Center, Avi-on, Douglas Dialog, Enlighted IOT System, Lutron- Vive, McWoing TruBlu, Nedap Luxon, Signify Easysense | No | No | No | Yes | Yes | Yes | No |  | Yes | Yes | Yes | No | JJJOWA | [10 empty] | 5825.08 | 145.627 | 40 | 11.2 | 0.949 | 3500 | 83 | 8 | 83 | 98 | -11 | [5 empty] | No | No | No | No | No | [9 empty] | AC |  | 120 | 277 |  |  | 5825.08 | 40
Solid State Lighting | 5.1 | PS6WM5FX | Saylite/Texas Fluorescents Reinvented | Saylite | RKCIT48LY25WDMV50K | Indoor Retrofit Kit | Linear Ambient | Retrofit Kits for Direct Linear Ambient Luminaires | Luminaire Specific |  |  | Standard | [16 empty] | 2021-04-28 | Yes | Continuous Dimming to 10% or below | Energy Monitoring, High-end Trim, Autani Energy Center, Avi-on, Douglas Dialog, Enlighted IOT System, Lutron- Vive, McWoing TruBlu, Nedap Luxon, Signify Easysense | Daylight Sensor, Occupancy Sensor, Multifunction Sensor, Integral Sensor Receptacle | 0-10V Analog,DALI,DMX | Zigbee, Bluetooth, Wifi | No | No | Yes | Yes | Yes | Yes | Autani Energy Center, Avi-on, Douglas Dialog, Enlighted IOT System, Lutron- Vive, McWoing TruBlu, Nedap Luxon, Signify Easysense | Yes | Yes | No | Yes | Yes | Yes | No | No | Yes | Yes | Yes |  | BBBFSF | [10 empty] | 3767.6 | 150.704 | 25 | 9.5 | 0.902 | 5000 | 82 | 11 | 82 | 97 | -12 | 4 | 4.0 ft |  |  |  | No | No | No | No | No | [9 empty] | AC |  | 120 | 277 |  |  | 3767.6 | 25
Solid State Lighting | 5 | PS76AAZ1 | Saylite/Texas Fluorescents Reinvented | Saylite | CBF24LHF40W5400LDMV30K | Indoor Luminaires | Troffer | 2x4 Luminaires for Ambient Lighting of Interior Commercial Spaces |  |  |  | Standard | [16 empty] | 2017-02-03 | Yes | Continuous Dimming to 10% or below | [23 empty] | YYYBLA | [10 empty] | 5200 | 130 | 40 | 7.2 | 0.99 | 3000 | 84 | [6 empty] | TRUE | [6 empty] | No | [9 empty] | AC | Updated on 10/31/2019
Solid State Lighting | 5 | PS7K1GF5 | Saylite/Texas Fluorescents Reinvented | Saylite | CRSR48LT41W4300LDMVxxx35K | Indoor Luminaires | Linear Ambient | Direct Linear Ambient Luminaires |  |  |  | Standard | [16 empty] | 2017-06-12 | Yes | Continuous Dimming to 10% or below | [23 empty] | EAEEZR | [10 empty] | 4918 | 119.66 | 41.1 | 12 | 0.93 | 3500 | 84 |  |  |  |  | 4 | [8 empty] | No | [9 empty] | AC | Updated on 10/31/2019
Solid State Lighting | 5 | PS7KFUED | Saylite/Texas Fluorescents Reinvented | Saylite | 209A48LF23W2650LDMV35K | Indoor Luminaires | Troffer | 1x4 Luminaires for Ambient Lighting of Interior Commercial Spaces |  |  |  | Standard | [16 empty] | 2015-08-24 | Not Yet Verified | Continuous Dimming to 10% or below | [23 empty] | UUUUTB | [10 empty] | 2646 | 115 | 23 | 20 | 0.9 | 3500 | 85 | [13 empty] | No | [9 empty] | AC | Updated on 10/31/2019
Solid State Lighting | 5 | PS89353N | Saylite/Texas Fluorescents Reinvented | Fleco Industries | HIL48LX275W40000LDMV35Koooo (except WG) | Indoor Luminaires | High-Bay | High-Bay Luminaires for Commercial and Industrial Buildings |  |  |  | Premium | [16 empty] | 2020-06-23 | Yes | Continuous Dimming to 10% or below | [23 empty] | TTTVRK | [10 empty] | 42255 | 153.655 | 275 | 7.85 | 0.979 | 3500 | 83 | [13 empty] | No | [9 empty] | AC |  | 120 | 277 |  |  | 42255 | 275
Solid State Lighting | 5 | PS9817SO | Saylite/Texas Fluorescents Reinvented | Saylite | 24CJ48W6300LW10DMV40K | Indoor Retrofit Kit | Troffer | Linear Retrofit Kits for 2x4 Luminaires | General Purpose |  |  | Standard | [16 empty] | 2018-05-25 | Yes | Continuous Dimming to 10% or below | [23 empty] | LLLBNI | [10 empty] | 6302 | 131.566 | 47.9 | 4.7 | 0.97 | 4000 | 83 | [13 empty] | No | [9 empty] | AC | Updated on 10/31/2019
Solid State Lighting | 5.1 | PSBGED11 | Saylite/Texas Fluorescents Reinvented | Saylite | RKCIT48LY15WDMV40K | Indoor Retrofit Kit | Linear Ambient | Retrofit Kits for Direct Linear Ambient Luminaires | Luminaire Specific |  |  | Standard | [16 empty] | 2021-04-28 | Yes | Continuous Dimming to 10% or below | Energy Monitoring, High-end Trim, Autani Energy Center, Avi-on, Douglas Dialog, Enlighted IOT System, Lutron- Vive, McWoing TruBlu, Nedap Luxon, Signify Easysense | Daylight Sensor, Occupancy Sensor, Multifunction Sensor, Integral Sensor Receptacle | 0-10V Analog,DALI,DMX | Zigbee, Bluetooth, Wifi | No | No | Yes | Yes | Yes | Yes | Autani Energy Center, Avi-on, Douglas Dialog, Enlighted IOT System, Lutron- Vive, McWoing TruBlu, Nedap Luxon, Signify Easysense | Yes | Yes | No | Yes | Yes | Yes | No | No | Yes | Yes | Yes |  | BBBFSF | [10 empty] | 2236.4 | 152.76 | 14.64 | 9.5 | 0.902 | 4000 | 84 | 10 | 84 | 98 | -11 | 4 | 4.0 ft |  |  |  | No | No | No | No | No | [9 empty] | AC |  | 120 | 277 |  |  | 2236.4 | 14.64
Solid State Lighting | 5 | PSCWOYZ7 | Saylite/Texas Fluorescents Reinvented | Saylite | ZZ-SER FR 96L T56W7500L DMV 35K WH-YY | Indoor Luminaires | Linear Ambient | Direct Linear Ambient Luminaires |  |  |  | Standard | [16 empty] | 2019-06-25 | Yes | Continuous Dimming to 10% or below | [23 empty] | HHHDIW | [10 empty] | 7414.29 | 133.42 | 55.57 | 5.46 | 0.997 | 3550 | 83 |  |  |  |  | 8 | 8.0 ft | [7 empty] | No | [9 empty] | AC | Updated on 10/31/2019 | 108 | 305 |  |  | 7414.29 | 55.57
Solid State Lighting | 5.1 | PSDVANHW | Saylite/Texas Fluorescents Reinvented | Saylite | S96LY80WD(D,G,DALI,DEXAL,SR)MV50Koooo | Indoor Luminaires | Linear Ambient | Direct Linear Ambient Luminaires |  |  |  | Standard | [16 empty] | 2021-09-30 | Yes | Continuous Dimming to 10% or below | LLLC,Energy Monitoring,High End Trim | Multifunction Sensor, Sensor Receptacle, Daylight Sensing, Occupancy Sensing | 0-10V Analog, DALI, DMX, Phase Cut | Zigbee,Bluetooth,WiFi | No | No | Yes | Yes | Yes | Yes | Autani Energy Center, Avi-on, Douglas Dialog, Enlighted IOT System, Lutron- Vive, McWoing TruBlu, Nedap Luxon, Signify Easysense | Yes | Yes | No | Yes | Yes | Yes | Yes | No | Yes | Yes | Yes | No | RRRWGM | [10 empty] | 13304 | 166.3 | 80 | 10 | 0.994 | 5000 | 82 | 10 | 81 | 97 | -12 | 8 |  |  |  |  | No | No | No | No | No | [9 empty] | AC |  | 120 | 277 |  |  | 13304 | 80
Solid State Lighting | 5 | PSE34WYV | Saylite/Texas Fluorescents Reinvented | Saylite | C48LF32W4050LDMV50K | Indoor Luminaires | Linear Ambient | Direct Linear Ambient Luminaires |  |  |  | Standard | [16 empty] | 2015-12-07 | Not Yet Verified | Continuous Dimming to 10% or below | [23 empty] | KKKYLT | [10 empty] | 4050 | 126 | 32 | 5.65 | 0.996 | 5000 | 83 | [13 empty] | No | [9 empty] | AC | Updated on 10/31/2019
Solid State Lighting | 5.1 | PSH9SICB | Saylite/Texas Fluorescents Reinvented | Saylite | RKCIT96LY70WDMV50K | Indoor Retrofit Kit | Linear Ambient | Retrofit Kits for Direct Linear Ambient Luminaires | Luminaire Specific |  |  | Standard | [16 empty] | 2021-04-28 | Yes | Continuous Dimming to 10% or below | Energy Monitoring, High-end Trim, Autani Energy Center, Avi-on, Douglas Dialog, Enlighted IOT System, Lutron- Vive, McWoing TruBlu, Nedap Luxon, Signify Easysense | Daylight Sensor, Occupancy Sensor, Multifunction Sensor, Integral Sensor Receptacle | 0-10V Analog,DALI,DMX | Zigbee, Bluetooth, Wifi | No | No | Yes | Yes | Yes | Yes | Autani Energy Center, Avi-on, Douglas Dialog, Enlighted IOT System, Lutron- Vive, McWoing TruBlu, Nedap Luxon, Signify Easysense | Yes | Yes | No | Yes | Yes | Yes | No | No | Yes | Yes | Yes |  | BBBFSF | [10 empty] | 10350.4 | 147.863 | 70 | 9.5 | 0.902 | 5000 | 82 | 11 | 82 | 97 | -12 | 8 | 8.0 ft |  |  |  | No | No | No | No | No | [9 empty] | AC |  | 120 | 277 |  |  | 10350.4 | 70
Solid State Lighting | 5.1 | PSII2J05 | Saylite/Texas Fluorescents Reinvented | Saylite | 8RB(421 or 501)LY108WD(D,G,DALI,DEXAL,SR)MV30Koooo | Indoor Retrofit Kit | Linear Ambient | Retrofit Kits for Direct Linear Ambient Luminaires | Luminaire Specific |  |  | Standard | [16 empty] | 2021-09-30 | Yes | Continuous Dimming to 10% or below | LLLC,Energy Monitoring,High End Trim | Multifunction Sensor, Sensor Receptacle, Daylight Sensing, Occupancy Sensing | 0-10V Analog, DALI, DMX, Phase Cut | Zigbee,Bluetooth,WiFi | No | No | Yes | Yes | Yes | Yes | Autani Energy Center, Avi-on, Douglas Dialog, Enlighted IOT System, Lutron- Vive, McWoing TruBlu, Nedap Luxon, Signify Easysense | Yes | Yes | No | Yes | Yes | Yes | Yes | No | Yes | Yes | Yes | No | RRRWGM | [10 empty] | 15988 | 149.87 | 106.68 | 10 | 0.994 | 3000 | 83 | 7 | 83 | 98 | -11 | 8 |  |  |  |  | No | No | No | No | No | [9 empty] | AC |  | 120 | 277 |  |  | 15988 | 106.68
Solid State Lighting | 5.1 | PSIT0FZR | Saylite/Texas Fluorescents Reinvented | Saylite | C48LFRY54WD(D,G,DALI,DEXAL,SR)MV35Koooo | Indoor Luminaires | Linear Ambient | Direct Linear Ambient Luminaires |  |  |  | Standard | [16 empty] | 2021-09-30 | Yes | Continuous Dimming to 10% or below | LLLC,Energy Monitoring,High End Trim | Multifunction Sensor, Sensor Receptacle, Daylight Sensing, Occupancy Sensing | 0-10V Analog, DALI, DMX, Phase Cut | Zigbee,Bluetooth,WiFi | No | No | Yes | Yes | Yes | Yes | Autani Energy Center, Avi-on, Douglas Dialog, Enlighted IOT System, Lutron- Vive, McWoing TruBlu, Nedap Luxon, Signify Easysense | Yes | Yes | No | Yes | Yes | Yes | Yes | No | Yes | Yes | Yes | No | RRRWGM | [10 empty] | 7793 | 146.09 | 53.34 | 13.2 | 0.898 | 3500 | 83 | 8 | 83 | 98 | -11 | 4 |  |  |  |  | No | No | No | No | No | [9 empty] | AC |  | 120 | 277 |  |  | 7793 | 53.34
Solid State Lighting | 5 | PSIXLMH6 | Saylite/Texas Fluorescents Reinvented | Fleco Industries | HILFR24LX170W25000LDMV50Koooo (except WG) | Indoor Luminaires | High-Bay | High-Bay Luminaires for Commercial and Industrial Buildings |  |  |  | Premium | [16 empty] | 2020-06-23 | Yes | Continuous Dimming to 10% or below | [23 empty] | TTTVRK | [10 empty] | 25295 | 148.794 | 170 | 9.15 | 0.976 | 5000 | 83 | [13 empty] | No | [9 empty] | AC |  | 120 | 277 |  |  | 25295 | 170
Solid State Lighting | 5.1 | PSJ5X4CO | Saylite/Texas Fluorescents Reinvented | Saylite | CITE48LRFY52WDMV35K | Indoor Luminaires | Linear Ambient | Direct Linear Ambient Luminaires |  |  |  | Standard | [16 empty] | 2021-04-28 | Yes | Continuous Dimming to 10% or below | Energy Monitoring, High-end Trim, Autani Energy Center, Avi-on, Douglas Dialog, Enlighted IOT System, Lutron- Vive, McWoing TruBlu, Nedap Luxon, Signify Easysense | Daylight Sensor, Occupancy Sensor, Multifunction Sensor, Integral Sensor Receptacle | 0-10V Analog,DALI,DMX | Zigbee, Bluetooth, Wifi | No | No | Yes | Yes | Yes | Yes | Autani Energy Center, Avi-on, Douglas Dialog, Enlighted IOT System, Lutron- Vive, McWoing TruBlu, Nedap Luxon, Signify Easysense | Yes | Yes | No | Yes | Yes | Yes | No | No | Yes | Yes | Yes |  | BBBFSF | [10 empty] | 7419.5 | 142.683 | 52 | 9.5 | 0.902 | 3500 | 84 | 10 | 84 | 98 | -11 | 4 | 4.0 ft |  |  |  | No | No | No | No | No | [9 empty] | AC |  | 120 | 277 |  |  | 7419.5 | 52
Solid State Lighting | 5 | PSJGQ3WD | Saylite/Texas Fluorescents Reinvented | Saylite | ZZ-SER FR 96L T84W11000L DMV 40K WH-YY | Indoor Luminaires | Linear Ambient | Direct Linear Ambient Luminaires |  |  |  | Standard | [16 empty] | 2019-06-25 | Yes | Continuous Dimming to 10% or below | [23 empty] | HHHDIW | [10 empty] | 11053.1 | 127.27 | 86.85 | 6.17 | 0.997 | 4071 | 82.7 |  |  |  |  | 8 | 8.0 ft | [7 empty] | No | [9 empty] | AC | Updated on 10/31/2019 | 108 | 305 |  |  | 11053.1 | 86.85
Solid State Lighting | 5 | PSKNJSR2 | Saylite/Texas Fluorescents Reinvented | Saylite | LED24T815W1700LRK30K | Linear Replacement Lamp | T8 Two-Foot | Dual Mode Internal Driver (UL Type A and Type B) |  |  | TRUE | Standard |  |  | 1952 | 125.64 | 15.54 | 7.03 | 0.901 | 3003 | 82.1 | [5 empty] | 5 | 50000 | 2017-03-23 | Not Yet Verified | Not Dimmable | [23 empty] | JJJMSO | [10 empty] | 1952 | 125.64 | 15.54 | 20 | 0.9 | 3000 | 83 |  |  |  |  | 2 |  | TRUE | [6 empty] | No | [9 empty] | AC | Lastx represents either s for single-end power input or T for double-end inputs; Updated on 5/11/2017, Updated on 10/31/2019
Solid State Lighting | 5 | PSKZSHJH | Saylite/Texas Fluorescents Reinvented | Saylite | CRSR96LT116W13400LDMVxxx50K | Indoor Luminaires | Linear Ambient | Direct Linear Ambient Luminaires |  |  |  | Standard | [16 empty] | 2017-06-12 | Yes | Continuous Dimming to 10% or below | [23 empty] | EAEEZR | [10 empty] | 14282 | 122.7 | 116.4 | 3.8 | 0.98 | 5000 | 84 |  |  |  |  | 8 | 8.0 ft | [7 empty] | No | [9 empty] | AC | Updated on 10/31/2019
Solid State Lighting | 5.1 | PSLTUZ13 | Saylite/Texas Fluorescents Reinvented | Saylite | (SS,SV,SD,SM)CBF24LY20WDMV40Koooo | Indoor Luminaires | Troffer | 2x4 Luminaires for Ambient Lighting of Interior Commercial Spaces |  |  |  | Standard | [16 empty] | 2021-07-29 | Yes | Continuous Dimming to 10% or below | Autani Energy Center, Avi-on, Douglas Dialog, Enlighted IOT System, Lutron- Vive, McWoing TruBlu, Nedap Luxon, Signify Easysense | Multifunction Sensor,Sensor Receptacle,Daylight Sensor,Occupancy Sensing | 0-10V Analog | Zigbee,Bluetooth,WiFi | No | No | Yes | Yes | Yes | Yes | Autani Energy Center, Avi-on, Douglas Dialog, Enlighted IOT System, Lutron- Vive, McWoing TruBlu, Nedap Luxon, Signify Easysense | No | No | No | Yes | No | No | No |  | Yes | Yes | Yes | No | JJJOWB | [10 empty] | 3049.02 | 151.391 | 20.14 | 10.3 | 0.953 | 4000 | 83 | 9 | 84 | 97 | -11 | [5 empty] | No | No | No | No | No | [9 empty] | AC |  | 120 | 277 |  |  | 3049.02 | 20.14
Solid State Lighting | 5.1 | PSMB2AGC | Saylite/Texas Fluorescents Reinvented | Saylite | S96LY30WD(D,G,DALI,DEXAL,SR)MV40Koooo | Indoor Luminaires | Linear Ambient | Direct Linear Ambient Luminaires |  |  |  | Standard | [16 empty] | 2021-09-30 | Yes | Continuous Dimming to 10% or below | LLLC,Energy Monitoring,High End Trim | Multifunction Sensor, Sensor Receptacle, Daylight Sensing, Occupancy Sensing | 0-10V Analog, DALI, DMX, Phase Cut | Zigbee,Bluetooth,WiFi | No | No | Yes | Yes | Yes | Yes | Autani Energy Center, Avi-on, Douglas Dialog, Enlighted IOT System, Lutron- Vive, McWoing TruBlu, Nedap Luxon, Signify Easysense | Yes | Yes | No | Yes | Yes | Yes | Yes | No | Yes | Yes | Yes | No | RRRWGM | [10 empty] | 5019 | 170.6 | 29.42 | 13.2 | 0.898 | 4000 | 84 | 9 | 83 | 98 | -11 | 8 |  |  |  |  | No | No | No | No | No | [9 empty] | AC |  | 120 | 277 |  |  | 5019 | 29.42
Solid State Lighting | 5.1 | PSNXKZR5 | Saylite/Texas Fluorescents Reinvented | Saylite | S96LFRY70WD(D,G,DALI,DEXAL,SR)MV50Koooo | Indoor Luminaires | Linear Ambient | Direct Linear Ambient Luminaires |  |  |  | Standard | [16 empty] | 2021-09-30 | Yes | Continuous Dimming to 10% or below | LLLC,Energy Monitoring,High End Trim | Multifunction Sensor, Sensor Receptacle, Daylight Sensing, Occupancy Sensing | 0-10V Analog, DALI, DMX, Phase Cut | Zigbee,Bluetooth,WiFi | No | No | Yes | Yes | Yes | Yes | Autani Energy Center, Avi-on, Douglas Dialog, Enlighted IOT System, Lutron- Vive, McWoing TruBlu, Nedap Luxon, Signify Easysense | Yes | Yes | No | Yes | Yes | Yes | Yes | No | Yes | Yes | Yes | No | RRRWGM | [10 empty] | 10798 | 154.25 | 70 | 13.2 | 0.898 | 5000 | 83 | 12 | 82 | 97 | -12 | 8 |  |  |  |  | No | No | No | No | No | [9 empty] | AC |  | 120 | 277 |  |  | 10798 | 70
Solid State Lighting | 5 | PSPVKT42 | Saylite/Texas Fluorescents Reinvented | Saylite | 22CJ28W3200LW10DMV50K | Indoor Retrofit Kit | Troffer | Linear Retrofit Kits for 2x2 Luminaires | General Purpose |  |  | Standard | [16 empty] | 2018-05-25 | Yes | Continuous Dimming to 10% or below | [23 empty] | LLLBNI | [10 empty] | 3240 | 116.129 | 27.9 | 8.2 | 0.95 | 5000 | 82 | [13 empty] | No | [9 empty] | AC | Updated on 10/31/2019
Solid State Lighting | 5 | PSQ3VRQP | Saylite/Texas Fluorescents Reinvented | Saylite | DFUCLL22LF15W1900LDMV35K | Indoor Retrofit Kit | Troffer | Integrated Retrofit Kits for 2x2 Luminaires | General Purpose |  |  | Premium | [16 empty] | 2017-03-24 | Yes | Continuous Dimming to 10% or below | [23 empty] | VAVWHY | [10 empty] | 1870 | 126 | 14.78 | 5.02 | 1 | 3500 | 83 | [13 empty] | No | [9 empty] | AC | Updated on 10/31/2019
Solid State Lighting | 5 | PSQ5A13K | Saylite/Texas Fluorescents Reinvented | Saylite | CBF14LF22W3100DMV50K [Qualified at 120V] | Indoor Luminaires | Troffer | 1x4 Luminaires for Ambient Lighting of Interior Commercial Spaces |  |  |  | Standard | [16 empty] | 2017-02-03 | Yes | Continuous Dimming to 10% or below | [23 empty] | YYYBKV | [10 empty] | 3240 | 141.45 | 22.9 | 8.2 | 0.99 | 5000 | 84 | [13 empty] | No | [9 empty] | AC | Updated on 10/31/2019
Solid State Lighting | 5.1 | PSQML8LM | Saylite/Texas Fluorescents Reinvented | Saylite | CITE48LFRY15WDMV35K | Indoor Luminaires | Linear Ambient | Direct Linear Ambient Luminaires |  |  |  | Standard | [16 empty] | 2021-04-28 | Yes | Continuous Dimming to 10% or below | Energy Monitoring, High-end Trim, Autani Energy Center, Avi-on, Douglas Dialog, Enlighted IOT System, Lutron- Vive, McWoing TruBlu, Nedap Luxon, Signify Easysense | Daylight Sensor, Occupancy Sensor, Multifunction Sensor, Integral Sensor Receptacle | 0-10V Analog,DALI,DMX | Zigbee, Bluetooth, Wifi | No | No | Yes | Yes | Yes | Yes | Autani Energy Center, Avi-on, Douglas Dialog, Enlighted IOT System, Lutron- Vive, McWoing TruBlu, Nedap Luxon, Signify Easysense | Yes | Yes | No | Yes | Yes | Yes | No | No | Yes | Yes | Yes |  | BBBFSF | [10 empty] | 2322.07 | 158.611 | 14.64 | 9.5 | 0.902 | 3500 | 84 | 10 | 84 | 98 | -11 | 4 | 4.0 ft |  |  |  | No | No | No | No | No | [9 empty] | AC |  | 120 | 277 |  |  | 2322.07 | 14.64
Solid State Lighting | 5 | PSRRX2DY | Saylite/Texas Fluorescents Reinvented | Saylite | C96LF97W13000LDMV35K | Indoor Luminaires | Linear Ambient | Direct Linear Ambient Luminaires |  |  |  | Standard | [16 empty] | 2017-02-03 | Yes | Continuous Dimming to 10% or below | [23 empty] | YYYBLC | [10 empty] | 12535 | 129.23 | 97 | 5.07 | 1 | 3500 | 84 |  |  |  |  | 8 | 8.0 ft | [7 empty] | No | [9 empty] | AC | Updated on 10/31/2019
Solid State Lighting | 5.1 | PSS3ONRJ | Saylite/Texas Fluorescents Reinvented | Saylite | CITE96LRFY108WDMV50K | Indoor Luminaires | Linear Ambient | Direct Linear Ambient Luminaires |  |  |  | Standard | [16 empty] | 2021-04-28 | Yes | Continuous Dimming to 10% or below | Energy Monitoring, High-end Trim, Autani Energy Center, Avi-on, Douglas Dialog, Enlighted IOT System, Lutron- Vive, McWoing TruBlu, Nedap Luxon, Signify Easysense | Daylight Sensor, Occupancy Sensor, Multifunction Sensor, Integral Sensor Receptacle | 0-10V Analog,DALI,DMX | Zigbee, Bluetooth, Wifi | No | No | Yes | Yes | Yes | Yes | Autani Energy Center, Avi-on, Douglas Dialog, Enlighted IOT System, Lutron- Vive, McWoing TruBlu, Nedap Luxon, Signify Easysense | Yes | Yes | No | Yes | Yes | Yes | No | No | Yes | Yes | Yes |  | BBBFSF | [10 empty] | 15167.8 | 144.044 | 105.3 | 9.5 | 0.902 | 5000 | 82 | 11 | 82 | 97 | -12 | 8 | 8.0 ft |  |  |  | No | No | No | No | No | [9 empty] | AC |  | 120 | 277 |  |  | 15167.8 | 105.3
Solid State Lighting | 5 | PSSJHWJV | Saylite/Texas Fluorescents Reinvented | Saylite | RSR48LT58W6700LDMVxxx50K | Indoor Retrofit Kit | Linear Ambient | Retrofit Kits for Direct Linear Ambient Luminaires | General Purpose |  |  | Standard | [16 empty] | 2017-06-12 | Yes | Continuous Dimming to 10% or below | [23 empty] | EAEEZR | [10 empty] | 7141 | 122.7 | 58.2 | 3.8 | 0.98 | 5000 | 84 | [13 empty] | No | [9 empty] | AC | Updated on 10/31/2019
Solid State Lighting | 5.1 | PSSLLZ47 | Saylite/Texas Fluorescents Reinvented | Saylite | S48LFRY35WD(D,G,DALI,DEXAL,SR)MV35Koooo | Indoor Luminaires | Linear Ambient | Direct Linear Ambient Luminaires |  |  |  | Standard | [16 empty] | 2021-09-30 | Yes | Continuous Dimming to 10% or below | LLLC,Energy Monitoring,High End Trim | Multifunction Sensor, Sensor Receptacle, Daylight Sensing, Occupancy Sensing | 0-10V Analog, DALI, DMX, Phase Cut | Zigbee,Bluetooth,WiFi | No | No | Yes | Yes | Yes | Yes | Autani Energy Center, Avi-on, Douglas Dialog, Enlighted IOT System, Lutron- Vive, McWoing TruBlu, Nedap Luxon, Signify Easysense | Yes | Yes | No | Yes | Yes | Yes | Yes | No | Yes | Yes | Yes | No | RRRWGM | [10 empty] | 5287 | 151.05 | 35 | 13.2 | 0.898 | 3500 | 84 | 9 | 83 | 98 | -11 | 4 |  |  |  |  | No | No | No | No | No | [9 empty] | AC |  | 120 | 277 |  |  | 5287 | 35
Solid State Lighting | 5 | PSSRZA6W | Saylite/Texas Fluorescents Reinvented | Saylite | 131A14LF30W3600LDMV35K | Indoor Luminaires | Troffer | 1x4 Luminaires for Ambient Lighting of Interior Commercial Spaces |  |  |  | Standard | [16 empty] | 2017-02-03 | Yes | Continuous Dimming to 10% or below | [23 empty] | YYYBLB | [10 empty] | 3470 | 115.67 | 30 | 8.4 | 0.99 | 3500 | 83 | [13 empty] | No | [9 empty] | AC | Updated on 10/31/2019
Solid State Lighting | 5 | PSTP2J4H | Saylite/Texas Fluorescents Reinvented | Saylite | 209A24LF18W2400LDMV40K | Indoor Luminaires | Linear Ambient | Direct Linear Ambient Luminaires |  |  |  | Standard | [16 empty] | 2017-03-24 | Yes | Continuous Dimming to 10% or below | [23 empty] | VAVWHW | [10 empty] | 2420 | 134.44 | 18 | 13.1 | 0.98 | 4000 | 84 |  |  |  |  | 2 | 2.0 ft | [7 empty] | No | [9 empty] | AC | Updated on 10/31/2019
Solid State Lighting | 5 | PSTYCU6J | Saylite/Texas Fluorescents Reinvented | Saylite | 24CJ57W7100LW10DMV50K | Indoor Retrofit Kit | Troffer | Linear Retrofit Kits for 2x4 Luminaires | General Purpose |  |  | Standard | [16 empty] | 2018-05-25 | Yes | Continuous Dimming to 10% or below | [23 empty] | LLLBNI | [10 empty] | 7128 | 127.059 | 56.1 | 4.7 | 0.97 | 5000 | 83 | [13 empty] | No | [9 empty] | AC | Updated on 10/31/2019
Solid State Lighting | 5 | PSW33QRB | Saylite/Texas Fluorescents Reinvented | Saylite | C24LFRF18W2300LDMV30K | Indoor Luminaires | Linear Ambient | Direct Linear Ambient Luminaires |  |  | TRUE | Standard |  |  | 2193.5 | 117.9 | 18.6 | 11.7 | 0.949 | 3119 | 84 | [5 empty] | 5 | 50000 | 2017-03-24 | Yes | Continuous Dimming to 10% or below | [23 empty] | VAVWHV | [10 empty] | 2193.5 | 117.68 | 18.64 | 10.5 | 0.99 | 3000 | 83 |  |  |  |  | 2 | 2.0 ft | TRUE | [6 empty] | No | [9 empty] | AC | Updated on 10/31/2019
Solid State Lighting | 5.1 | PSWGEGEP | Saylite/Texas Fluorescents Reinvented | Saylite | 8RB(421 or 501)LY40WD(D,G,DALI,DEXAL,SR)MV40Koooo | Indoor Retrofit Kit | Linear Ambient | Retrofit Kits for Direct Linear Ambient Luminaires | Luminaire Specific |  |  | Standard | [16 empty] | 2021-09-30 | Yes | Continuous Dimming to 10% or below | LLLC,Energy Monitoring,High End Trim | Multifunction Sensor, Sensor Receptacle, Daylight Sensing, Occupancy Sensing | 0-10V Analog, DALI, DMX, Phase Cut | Zigbee,Bluetooth,WiFi | No | No | Yes | Yes | Yes | Yes | Autani Energy Center, Avi-on, Douglas Dialog, Enlighted IOT System, Lutron- Vive, McWoing TruBlu, Nedap Luxon, Signify Easysense | Yes | Yes | No | Yes | Yes | Yes | Yes | No | Yes | Yes | Yes | No | RRRWGM | [10 empty] | 6807 | 170.17 | 40 | 13.2 | 0.898 | 4000 | 84 | 9 | 83 | 98 | -11 | 8 |  |  |  |  | No | No | No | No | No | [9 empty] | AC |  | 120 | 277 |  |  | 6807 | 40
Solid State Lighting | 5.1 | PSXV7870 | Saylite/Texas Fluorescents Reinvented | Saylite | S96LY50WD(D,G,DALI,DEXAL,SR)MV30Koooo | Indoor Luminaires | Linear Ambient | Direct Linear Ambient Luminaires |  |  |  | Standard | [16 empty] | 2021-09-30 | Yes | Continuous Dimming to 10% or below | LLLC,Energy Monitoring,High End Trim | Multifunction Sensor, Sensor Receptacle, Daylight Sensing, Occupancy Sensing | 0-10V Analog, DALI, DMX, Phase Cut | Zigbee,Bluetooth,WiFi | No | No | Yes | Yes | Yes | Yes | Autani Energy Center, Avi-on, Douglas Dialog, Enlighted IOT System, Lutron- Vive, McWoing TruBlu, Nedap Luxon, Signify Easysense | Yes | Yes | No | Yes | Yes | Yes | Yes | No | Yes | Yes | Yes | No | RRRWGM | [10 empty] | 7929 | 158.59 | 50 | 13.2 | 0.898 | 3000 | 84 | 9 | 83 | 98 | -11 | 8 |  |  |  |  | No | No | No | No | No | [9 empty] | AC |  | 120 | 277 |  |  | 7929 | 50
Solid State Lighting | 5 | PSY6E5MX | Saylite/Texas Fluorescents Reinvented | Saylite | 209A24LF24W3100LDMV40K | Indoor Luminaires | Linear Ambient | Direct Linear Ambient Luminaires |  |  |  | Standard | [16 empty] | 2017-03-24 | Yes | Continuous Dimming to 10% or below | [23 empty] | VAVWHW | [10 empty] | 3135 | 130.63 | 24 | 11.1 | 0.91 | 4000 | 84 |  |  |  |  | 2 | 2.0 ft | [7 empty] | No | [9 empty] | AC | Updated on 10/31/2019
Solid State Lighting | 5 | PSYG6EYV | Saylite/Texas Fluorescents Reinvented | Saylite | C48LFRF48W6000LDMV50K | Indoor Luminaires | Linear Ambient | Direct Linear Ambient Luminaires |  |  |  | Standard | [16 empty] | 2017-02-03 | Yes | Continuous Dimming to 10% or below | [23 empty] | YYYBLC | [10 empty] | 6130 | 127.71 | 48 | 5.14 | 1 | 5000 | 83 |  |  |  |  | 4 | 4.0 ft | [7 empty] | No | [9 empty] | AC | Updated on 10/31/2019
Solid State Lighting | 5.1 | PT0668G7 | Saylite/Texas Fluorescents Reinvented | Saylite | (SS,SV,SD,SM)UCLL24LY45W(D,G,DALI,DEXAL,SR)(MV or 120)50Koooo | Indoor Luminaires | Troffer | 2x4 Luminaires for Ambient Lighting of Interior Commercial Spaces |  |  |  | Premium | [16 empty] | 2021-07-29 | Yes | Continuous Dimming to 10% or below | Autani Energy Center, Avi-on, Douglas Dialog, Enlighted IOT System, Lutron- Vive, McWoing TruBlu, Nedap Luxon, Signify Easysense | Multifunction Sensor,Sensor Receptacle,Daylight Sensor,Occupancy Sensing | 0-10V Analog,DALI,DMX | Zigbee,Bluetooth,WiFi | No | No | Yes | Yes | Yes | Yes | Autani Energy Center, Avi-on, Douglas Dialog, Enlighted IOT System, Lutron- Vive, McWoing TruBlu, Nedap Luxon, Signify Easysense | No | No | No | Yes | Yes | Yes | No |  | Yes | Yes | Yes | No | JJJOWA | [10 empty] | 6610.18 | 146.893 | 45 | 11.2 | 0.949 | 5000 | 82 | 10 | 81 | 96 | -12 | [5 empty] | No | No | No | No | No | [9 empty] | AC |  | 120 | 277 |  |  | 6610.18 | 45
Solid State Lighting | 5.1 | PT2VRTM3 | Saylite/Texas Fluorescents Reinvented | Saylite | CITE48LRFY52WDMV40K | Indoor Luminaires | Linear Ambient | Direct Linear Ambient Luminaires |  |  |  | Standard | [16 empty] | 2021-04-28 | Yes | Continuous Dimming to 10% or below | Energy Monitoring, High-end Trim, Autani Energy Center, Avi-on, Douglas Dialog, Enlighted IOT System, Lutron- Vive, McWoing TruBlu, Nedap Luxon, Signify Easysense | Daylight Sensor, Occupancy Sensor, Multifunction Sensor, Integral Sensor Receptacle | 0-10V Analog,DALI,DMX | Zigbee, Bluetooth, Wifi | No | No | Yes | Yes | Yes | Yes | Autani Energy Center, Avi-on, Douglas Dialog, Enlighted IOT System, Lutron- Vive, McWoing TruBlu, Nedap Luxon, Signify Easysense | Yes | Yes | No | Yes | Yes | Yes | No | No | Yes | Yes | Yes |  | BBBFSF | [10 empty] | 7583.9 | 145.844 | 52 | 9.5 | 0.902 | 4000 | 84 | 10 | 84 | 98 | -11 | 4 | 4.0 ft |  |  |  | No | No | No | No | No | [9 empty] | AC |  | 120 | 277 |  |  | 7583.9 | 52
Solid State Lighting | 5 | PT44YWBS | Saylite/Texas Fluorescents Reinvented | Saylite | UCLL24LF32W3450LDMV50K | Indoor Luminaires | Troffer | 2x4 Luminaires for Ambient Lighting of Interior Commercial Spaces |  |  |  | Standard | [16 empty] | 2016-02-03 | No | Continuous Dimming to 10% or below | [23 empty] | KKKYHA | [10 empty] | 3467 | 110 | 32 | 5.09 | 0.996 | 5000 | 83.9 | [13 empty] | No | [9 empty] | AC | Updated on 10/31/2019
Solid State Lighting | 5 | PT4AFVQH | Saylite/Texas Fluorescents Reinvented | Saylite | SS213A48LE48W6000LDMV50K-xx | Outdoor Luminaires | Mid Output | Stairwell and Passageway Luminaires |  |  |  | Premium | [16 empty] | 2017-02-03 | Yes | Continuous Dimming to 10% or below | [23 empty] | YYYBKU | [10 empty] | 6371 | 132.73 | 48 | 7.6 | 0.99 | 5097 | 83 | [13 empty] | No | [9 empty] | AC | Updated on 10/31/2019
Solid State Lighting | 5.1 | PT4V35UV | Saylite/Texas Fluorescents Reinvented | Saylite | S48LFRY25WD(D,G,DALI,DEXAL,SR)MV40Koooo | Indoor Luminaires | Linear Ambient | Direct Linear Ambient Luminaires |  |  |  | Standard | [16 empty] | 2021-09-30 | Yes | Continuous Dimming to 10% or below | LLLC,Energy Monitoring,High End Trim | Multifunction Sensor, Sensor Receptacle, Daylight Sensing, Occupancy Sensing | 0-10V Analog, DALI, DMX, Phase Cut | Zigbee,Bluetooth,WiFi | No | No | Yes | Yes | Yes | Yes | Autani Energy Center, Avi-on, Douglas Dialog, Enlighted IOT System, Lutron- Vive, McWoing TruBlu, Nedap Luxon, Signify Easysense | Yes | Yes | No | Yes | Yes | Yes | Yes | No | Yes | Yes | Yes | No | RRRWGM | [10 empty] | 3935 | 157.38 | 25 | 13.2 | 0.898 | 4000 | 84 | 9 | 83 | 98 | -11 | 4 |  |  |  |  | No | No | No | No | No | [9 empty] | AC |  | 120 | 277 |  |  | 3935 | 25
Solid State Lighting | 5 | PT64PDXX | Saylite/Texas Fluorescents Reinvented | Saylite | C24LFRF28W3300LDMV40K | Indoor Luminaires | Linear Ambient | Direct Linear Ambient Luminaires |  |  |  | Standard | [16 empty] | 2017-03-24 | Yes | Continuous Dimming to 10% or below | [23 empty] | VAVWHV | [10 empty] | 3295 | 117.68 | 28 | 7.65 | 1 | 4000 | 83 |  |  |  |  | 2 | 2.0 ft | [7 empty] | No | [9 empty] | AC | Updated on 10/31/2019
Solid State Lighting | 5.1 | PT66HTD6 | Saylite/Texas Fluorescents Reinvented | Saylite | S48LY45WD(D,G,DALI,DEXAL,SR)MV30Koooo | Indoor Luminaires | Linear Ambient | Direct Linear Ambient Luminaires |  |  |  | Standard | [16 empty] | 2021-09-30 | Yes | Continuous Dimming to 10% or below | LLLC,Energy Monitoring,High End Trim | Multifunction Sensor, Sensor Receptacle, Daylight Sensing, Occupancy Sensing | 0-10V Analog, DALI, DMX, Phase Cut | Zigbee,Bluetooth,WiFi | No | No | Yes | Yes | Yes | Yes | Autani Energy Center, Avi-on, Douglas Dialog, Enlighted IOT System, Lutron- Vive, McWoing TruBlu, Nedap Luxon, Signify Easysense | Yes | Yes | No | Yes | Yes | Yes | Yes | No | Yes | Yes | Yes | No | RRRWGM | [10 empty] | 6928 | 153.95 | 45 | 10 | 0.994 | 3000 | 83 | 8 | 83 | 98 | -11 | 4 |  |  |  |  | No | No | No | No | No | [9 empty] | AC |  | 120 | 277 |  |  | 6928 | 45
Solid State Lighting | 5.1 | PT6D5YK7 | Saylite/Texas Fluorescents Reinvented | Saylite | 8RB(421 or 501)LY40WD(D,G,DALI,DEXAL,SR)MV35Koooo | Indoor Retrofit Kit | Linear Ambient | Retrofit Kits for Direct Linear Ambient Luminaires | Luminaire Specific |  |  | Standard | [16 empty] | 2021-09-30 | Yes | Continuous Dimming to 10% or below | LLLC,Energy Monitoring,High End Trim | Multifunction Sensor, Sensor Receptacle, Daylight Sensing, Occupancy Sensing | 0-10V Analog, DALI, DMX, Phase Cut | Zigbee,Bluetooth,WiFi | No | No | Yes | Yes | Yes | Yes | Autani Energy Center, Avi-on, Douglas Dialog, Enlighted IOT System, Lutron- Vive, McWoing TruBlu, Nedap Luxon, Signify Easysense | Yes | Yes | No | Yes | Yes | Yes | Yes | No | Yes | Yes | Yes | No | RRRWGM | [10 empty] | 6666 | 166.64 | 40 | 13.2 | 0.898 | 3500 | 84 | 9 | 83 | 98 | -11 | 8 |  |  |  |  | No | No | No | No | No | [9 empty] | AC |  | 120 | 277 |  |  | 6666 | 40
Solid State Lighting | 5 | PT78XMJ6 | Saylite/Texas Fluorescents Reinvented | Saylite | LED48T815W1800LRK35K | Linear Replacement Lamp | T8 Four-Foot | Dual Mode Internal Driver (UL Type A and Type B) |  |  |  | Standard | [16 empty] | 2015-07-16 | Not Yet Verified | Not Dimmable | [23 empty] | KKKXVE | [10 empty] | 2160 | 135 | 16 | 20 | 0.9 | 3500 | 83 |  |  |  |  | 4 | [8 empty] | No | [9 empty] | AC | Updated on 5/22/2017, Updated on 10/31/2019
Solid State Lighting | 5.1 | PT7PETDH | Saylite/Texas Fluorescents Reinvented | Saylite | RKCIT48LY15WDMV30K | Indoor Retrofit Kit | Linear Ambient | Retrofit Kits for Direct Linear Ambient Luminaires | Luminaire Specific |  |  | Standard | [16 empty] | 2021-04-28 | Yes | Continuous Dimming to 10% or below | Energy Monitoring, High-end Trim, Autani Energy Center, Avi-on, Douglas Dialog, Enlighted IOT System, Lutron- Vive, McWoing TruBlu, Nedap Luxon, Signify Easysense | Daylight Sensor, Occupancy Sensor, Multifunction Sensor, Integral Sensor Receptacle | 0-10V Analog,DALI,DMX | Zigbee, Bluetooth, Wifi | No | No | Yes | Yes | Yes | Yes | Autani Energy Center, Avi-on, Douglas Dialog, Enlighted IOT System, Lutron- Vive, McWoing TruBlu, Nedap Luxon, Signify Easysense | Yes | Yes | No | Yes | Yes | Yes | No | No | Yes | Yes | Yes |  | BBBFSF | [10 empty] | 2089.4 | 142.719 | 14.64 | 9.5 | 0.902 | 3000 | 84 | 10 | 84 | 98 | -11 | 4 | 4.0 ft |  |  |  | No | No | No | No | No | [9 empty] | AC |  | 120 | 277 |  |  | 2089.4 | 14.64
Solid State Lighting | 5.1 | PT7WT52E | Saylite/Texas Fluorescents Reinvented | Saylite | C48LY50WD(D,G,DALI,DEXAL,SR)MV35Koooo | Indoor Luminaires | Linear Ambient | Direct Linear Ambient Luminaires |  |  |  | Standard | [16 empty] | 2021-09-30 | Yes | Continuous Dimming to 10% or below | LLLC,Energy Monitoring,High End Trim | Multifunction Sensor, Sensor Receptacle, Daylight Sensing, Occupancy Sensing | 0-10V Analog, DALI, DMX, Phase Cut | Zigbee,Bluetooth,WiFi | No | No | Yes | Yes | Yes | Yes | Autani Energy Center, Avi-on, Douglas Dialog, Enlighted IOT System, Lutron- Vive, McWoing TruBlu, Nedap Luxon, Signify Easysense | Yes | Yes | No | Yes | Yes | Yes | Yes | No | Yes | Yes | Yes | No | RRRWGM | [10 empty] | 7994 | 159.87 | 50 | 10 | 0.994 | 3500 | 83 | 8 | 83 | 98 | -11 | 4 |  |  |  |  | No | No | No | No | No | [9 empty] | AC |  | 120 | 277 |  |  | 7994 | 50
Solid State Lighting | 5 | PT853ZZ2 | Saylite/Texas Fluorescents Reinvented | Saylite | HIL48LA355W50000LDMVxxx40Koooo | Indoor Luminaires | High-Bay | High-Bay Luminaires for Commercial and Industrial Buildings |  |  |  | Standard | [16 empty] | 2017-05-15 | Yes | Continuous Dimming to 10% or below | [23 empty] | KKKZVA | [10 empty] | 49628 | 140.23 | 353.9 | 6.5 | 0.98 | 4000 | 82 | [13 empty] | No | [9 empty] | AC | Product delisted 1/31/2018 relisted on 05/22/2018, Updated on 10/31/2019
Solid State Lighting | 5 | PT89RCSE | Saylite/Texas Fluorescents Reinvented | Saylite | C48LFRF24W3200LDMV50K | Indoor Luminaires | Linear Ambient | Direct Linear Ambient Luminaires |  |  |  | Standard | [16 empty] | 2017-02-03 | Yes | Continuous Dimming to 10% or below | [23 empty] | YYYBLC | [10 empty] | 3295 | 138.16 | 23.85 | 7.9 | 0.92 | 5000 | 83 |  |  |  |  | 4 | 4.0 ft | [7 empty] | No | [9 empty] | AC | Updated on 10/31/2019
Solid State Lighting | 5 | PT8XSCXV | Saylite/Texas Fluorescents Reinvented | Saylite | ZZ-SER FR 96L T56W7500L DMV 50K WH-YY | Indoor Luminaires | Linear Ambient | Direct Linear Ambient Luminaires |  |  |  | Standard | [16 empty] | 2019-06-25 | Yes | Continuous Dimming to 10% or below | [23 empty] | HHHDIW | [10 empty] | 7797.06 | 140.31 | 55.57 | 5.46 | 0.997 | 5055 | 83 |  |  |  |  | 8 | 8.0 ft | [7 empty] | No | [9 empty] | AC | Updated on 10/31/2019 | 108 | 305 |  |  | 7797.06 | 55.57
Solid State Lighting | 5.1 | PTBH8B9H | Saylite/Texas Fluorescents Reinvented | Saylite | S24LY20WD(D,G,DALI,DEXAL,SR)MV50Koooo | Indoor Luminaires | Linear Ambient | Direct Linear Ambient Luminaires |  |  |  | Standard | [16 empty] | 2021-09-30 | Yes | Continuous Dimming to 10% or below | LLLC,Energy Monitoring,High End Trim | Multifunction Sensor, Sensor Receptacle, Daylight Sensing, Occupancy Sensing | 0-10V Analog, DALI, DMX, Phase Cut | Zigbee,Bluetooth,WiFi | No | No | Yes | Yes | Yes | Yes | Autani Energy Center, Avi-on, Douglas Dialog, Enlighted IOT System, Lutron- Vive, McWoing TruBlu, Nedap Luxon, Signify Easysense | Yes | Yes | No | Yes | Yes | Yes | Yes | No | Yes | Yes | Yes | No | RRRWGM | [10 empty] | 3249 | 162.46 | 20 | 13.3 | 0.905 | 5000 | 82 | 11 | 81 | 97 | -12 | 2 |  |  |  |  | No | No | No | No | No | [9 empty] | AC |  | 120 | 277 |  |  | 3249 | 20
Solid State Lighting | 5.1 | PTBI81Y9 | Saylite/Texas Fluorescents Reinvented | Saylite | C96LY30WD(D,G,DALI,DEXAL,SR)MV50Koooo | Indoor Luminaires | Linear Ambient | Direct Linear Ambient Luminaires |  |  |  | Standard | [16 empty] | 2021-09-30 | Yes | Continuous Dimming to 10% or below | LLLC,Energy Monitoring,High End Trim | Multifunction Sensor, Sensor Receptacle, Daylight Sensing, Occupancy Sensing | 0-10V Analog, DALI, DMX, Phase Cut | Zigbee,Bluetooth,WiFi | No | No | Yes | Yes | Yes | Yes | Autani Energy Center, Avi-on, Douglas Dialog, Enlighted IOT System, Lutron- Vive, McWoing TruBlu, Nedap Luxon, Signify Easysense | Yes | Yes | No | Yes | Yes | Yes | Yes | No | Yes | Yes | Yes | No | RRRWGM | [10 empty] | 5019 | 170.6 | 29.42 | 13.2 | 0.898 | 5000 | 82 | 10 | 81 | 97 | -12 | 8 |  |  |  |  | No | No | No | No | No | [9 empty] | AC |  | 120 | 277 |  |  | 5019 | 29.42
Solid State Lighting | 5 | PTCE3WQ5 | Saylite/Texas Fluorescents Reinvented | Saylite | 22CF24W2600LW10DMV50K | Indoor Retrofit Kit | Troffer | Linear Retrofit Kits for 2x2 Luminaires | General Purpose |  |  | Standard | [16 empty] | 2017-02-03 | No | Continuous Dimming to 10% or below | [23 empty] | YYYBLD | [10 empty] | 2715 | 113 | 24 | 8.5 | 0.989 | 5000 | 84 | [13 empty] | No | [9 empty] | AC | Updated on 10/31/2019
Solid State Lighting | 5.1 | PTDHQUTG | Saylite/Texas Fluorescents Reinvented | Saylite | CITE48LRFY30WDMV35K | Indoor Luminaires | Linear Ambient | Direct Linear Ambient Luminaires |  |  |  | Standard | [16 empty] | 2021-04-28 | Yes | Continuous Dimming to 10% or below | Energy Monitoring, High-end Trim, Autani Energy Center, Avi-on, Douglas Dialog, Enlighted IOT System, Lutron- Vive, McWoing TruBlu, Nedap Luxon, Signify Easysense | Daylight Sensor, Occupancy Sensor, Multifunction Sensor, Integral Sensor Receptacle | 0-10V Analog,DALI,DMX | Zigbee, Bluetooth, Wifi | No | No | Yes | Yes | Yes | Yes | Autani Energy Center, Avi-on, Douglas Dialog, Enlighted IOT System, Lutron- Vive, McWoing TruBlu, Nedap Luxon, Signify Easysense | Yes | Yes | No | Yes | Yes | Yes | No | No | Yes | Yes | Yes |  | BBBFSF | [10 empty] | 4488.1 | 149.603 | 30 | 9.5 | 0.902 | 3500 | 84 | 10 | 84 | 98 | -11 | 4 | 4.0 ft |  |  |  | No | No | No | No | No | [9 empty] | AC |  | 120 | 277 |  |  | 4488.1 | 30
Solid State Lighting | 5 | PTE5CDMN | Saylite/Texas Fluorescents Reinvented | Fleco Industries | HIL48LX280W45000LDMV50Koooo (except WG) | Indoor Luminaires | High-Bay | High-Bay Luminaires for Commercial and Industrial Buildings |  |  |  | Premium | [16 empty] | 2020-06-23 | Yes | Continuous Dimming to 10% or below | [23 empty] | TTTVRK | [10 empty] | 47855 | 170.911 | 280 | 8.8 | 0.977 | 5000 | 83 | [13 empty] | No | [9 empty] | AC |  | 120 | 277 |  |  | 47855 | 280
Solid State Lighting | 5 | PTECUPEK | Saylite/Texas Fluorescents Reinvented | Saylite | HIS48LFR220W28600LDMV50K | Indoor Luminaires | High-Bay | High-Bay Luminaires for Commercial and Industrial Buildings |  |  |  | Premium | [16 empty] | 2017-01-17 | No | Continuous Dimming to 10% or below | [23 empty] | YYYBHS | [10 empty] | 29378 | 133.54 | 220 | 8.1 | 0.96 | 5000 | 82.2 | [13 empty] | No | [9 empty] | AC | Updated on 10/31/2019
Solid State Lighting | 5 | PTENMT2I | Saylite/Texas Fluorescents Reinvented | Saylite | CPY10L60W8000LDMV50K[BLANK,BK,WH,GY][Blank,EM][Blank,SV] | Outdoor Luminaires | Mid Output | Parking Garage Luminaires |  |  | TRUE | Premium |  | 120 | 8061.7 | 133.7 | 60.3 | 12.66 | 0.9656 | 5082 | 73.8 | [5 empty] | 5 |  | 2019-01-15 | Yes | Continuous Dimming to 10% or below | [23 empty] | VVVXRM | [10 empty] | 8000 | 133 | 60 | 15 | 0.9 | 5000 | 70 | [13 empty] | No | [9 empty] | AC | Updated on 10/31/2019 | 120 | 277
Solid State Lighting | 5 | PTF777EW | Saylite/Texas Fluorescents Reinvented | Saylite | CBF24LHF28W3800LDMV35K | Indoor Luminaires | Troffer | 2x4 Luminaires for Ambient Lighting of Interior Commercial Spaces |  |  |  | Standard | [16 empty] | 2017-02-03 | Yes | Continuous Dimming to 10% or below | [23 empty] | YYYBLA | [10 empty] | 3685 | 134.69 | 27.36 | 7.2 | 0.99 | 3500 | 84 | [13 empty] | No | [9 empty] | AC | Updated on 10/31/2019
Solid State Lighting | 5 | PTFHN383 | Saylite/Texas Fluorescents Reinvented | Saylite | C48LF48W6500LDMV40K | Indoor Luminaires | Linear Ambient | Direct Linear Ambient Luminaires |  |  |  | Standard | [16 empty] | 2017-02-03 | Yes | Continuous Dimming to 10% or below | [23 empty] | YYYBLC | [10 empty] | 6475 | 134.9 | 48 | 5.07 | 1 | 4000 | 84 |  |  |  |  | 4 | 4.0 ft | [7 empty] | No | [9 empty] | AC | Updated on 10/31/2019
Solid State Lighting | 5 | PTG1G8CF | Saylite/Texas Fluorescents Reinvented | Saylite | 131A14LF35W4100LDMV40K | Indoor Luminaires | Troffer | 1x4 Luminaires for Ambient Lighting of Interior Commercial Spaces |  |  |  | Standard | [16 empty] | 2017-02-03 | Yes | Continuous Dimming to 10% or below | [23 empty] | YYYBLB | [10 empty] | 4090 | 116.86 | 35 | 8.4 | 0.99 | 4000 | 83 | [13 empty] | No | [9 empty] | AC | Updated on 10/31/2019
Solid State Lighting | 5 | PTGZAMD8 | Saylite/Texas Fluorescents Reinvented | Saylite | 131A14LJ57W6600LDMV40K | Indoor Luminaires | Troffer | 1x4 Luminaires for Ambient Lighting of Interior Commercial Spaces |  |  |  | Standard | [16 empty] | 2018-05-25 | Yes | Continuous Dimming to 10% or below | [23 empty] | LLLBNI | [10 empty] | 6630 | 118.605 | 55.9 | 4.9 | 0.97 | 4000 | 83 | [13 empty] | No | [9 empty] | AC | Updated on 10/31/2019
Solid State Lighting | 5 | PTH14RF9 | Saylite/Texas Fluorescents Reinvented | Saylite | RSR96LT116W13400LDMVxxx30K | Indoor Retrofit Kit | Linear Ambient | Retrofit Kits for Direct Linear Ambient Luminaires | General Purpose |  |  | Standard | [16 empty] | 2017-06-12 | Yes | Continuous Dimming to 10% or below | [23 empty] | EAEEZR | [10 empty] | 13434 | 115.41 | 116.4 | 3.8 | 0.98 | 3000 | 84 | [6 empty] | TRUE | [6 empty] | No | [9 empty] | AC | Updated on 10/31/2019
Solid State Lighting | 5 | PTHQ2DJH | Saylite/Texas Fluorescents Reinvented | Saylite | ILI24L52W5550LDMV35K | Indoor Luminaires | Troffer | 2x4 Luminaires for Ambient Lighting of Interior Commercial Spaces |  |  | TRUE | Standard |  |  | 5567.6 | 107.1 | 52 | 14.96 | 0.93 | 3561 | 84.5 | [5 empty] | 5 | 50000 | 2014-10-28 | Not Yet Verified | Continuous Dimming above 10% | [23 empty] | KKKMQB | [10 empty] | 5567 | 107.1 | 52 |  |  | 3500 | 84.4 | [13 empty] | No | [9 empty] | AC | Updated on 10/31/2019
Solid State Lighting | 5 | PTHU2539 | Saylite/Texas Fluorescents Reinvented | Saylite | LFL20L200W24000LMV40KBZ | Outdoor Luminaires | High Output | Architectural Flood and Spot Luminaires |  |  | TRUE | Standard |  |  | 25348 | 130 | 194.71 | 13 | 1 | 4055 | 72 | [5 empty] | 5 | 50000 | 2016-09-23 | Yes | Not Dimmable | [23 empty] | WWWAMM | 7 | 7 | [8 empty] | 25348 | 130 | 194.71 | 5 | 1 | 4055 | 72 | [13 empty] | No | [9 empty] | AC | Updated on 10/31/2019
Solid State Lighting | 5 | PTI0Y883 | Saylite/Texas Fluorescents Reinvented | Saylite | 131A22LJ28W3200LDMV35K | Indoor Luminaires | Troffer | 2x2 Luminaires for Ambient Lighting of Interior Commercial Spaces |  |  |  | Standard | [16 empty] | 2018-05-25 | Yes | Continuous Dimming to 10% or below | [23 empty] | LLLBNI | [10 empty] | 3173 | 113.728 | 27.9 | 8.2 | 0.95 | 3500 | 82 | [13 empty] | No | [9 empty] | AC | Updated on 10/31/2019
Solid State Lighting | 5.1 | PTIW63JI | Saylite/Texas Fluorescents Reinvented | Saylite | S96LFRY80WD(D,G,DALI,DEXAL,SR)MV30Koooo | Indoor Luminaires | Linear Ambient | Direct Linear Ambient Luminaires |  |  |  | Standard | [16 empty] | 2021-09-30 | Yes | Continuous Dimming to 10% or below | LLLC,Energy Monitoring,High End Trim | Multifunction Sensor, Sensor Receptacle, Daylight Sensing, Occupancy Sensing | 0-10V Analog, DALI, DMX, Phase Cut | Zigbee,Bluetooth,WiFi | No | No | Yes | Yes | Yes | Yes | Autani Energy Center, Avi-on, Douglas Dialog, Enlighted IOT System, Lutron- Vive, McWoing TruBlu, Nedap Luxon, Signify Easysense | Yes | Yes | No | Yes | Yes | Yes | Yes | No | Yes | Yes | Yes | No | RRRWGM | [10 empty] | 11415 | 142.69 | 80 | 13.2 | 0.898 | 3000 | 84 | 9 | 83 | 98 | -11 | 8 |  |  |  |  | No | No | No | No | No | [9 empty] | AC |  | 120 | 277 |  |  | 11415 | 80
Solid State Lighting | 5 | PTL22UY2 | Saylite/Texas Fluorescents Reinvented | Saylite | UCLL24LJ32W4350LDMV35K | Indoor Luminaires | Troffer | 2x4 Luminaires for Ambient Lighting of Interior Commercial Spaces |  |  |  | Standard | [16 empty] | 2018-07-18 | Not Yet Verified | Continuous Dimming to 10% or below | [23 empty] | ZZZBZX | [10 empty] | 4248.53 | 132.77 | 32 | 14 | 0.89 | 3500 | 82 | [13 empty] | No | [9 empty] | AC | Updated on 10/31/2019
Solid State Lighting | 5.1 | PTMBBYX8 | Saylite/Texas Fluorescents Reinvented | Saylite | 209A48LY35WDMV40Koooo | Indoor Luminaires | Linear Ambient | Direct Linear Ambient Luminaires |  |  |  | Standard | [16 empty] | 2021-11-02 | No | Continuous Dimming to 10% or below | No Control Capability | No Sensor | 0-10V Analog | No Wireless Protocol | No | No | No | No | No | No |  | No | No | No | Yes | No | No | No | No | No | No | No | No | VVVZVR | [10 empty] | 5671 | 162.02 | 35 | 13.2 | 0.898 | 4000 | 84 | 9 | 84 | 97 | -11 | 4 | 4.0 ft |  |  |  | No | No | No | No | No | [9 empty] | AC |  | 120 | 277 |  |  | 5671 | 35
Solid State Lighting | 5 | PTN3827T | Saylite/Texas Fluorescents Reinvented | Saylite | CBF24LF48W6200LDMV30K | Indoor Luminaires | Troffer | 2x4 Luminaires for Ambient Lighting of Interior Commercial Spaces |  |  |  | Standard | [16 empty] | 2017-02-03 | Yes | Continuous Dimming to 10% or below | [23 empty] | YYYBKX | [10 empty] | 5755 | 119.9 | 48 | 8.5 | 0.99 | 3000 | 84 | [6 empty] | TRUE | [6 empty] | No | [9 empty] | AC | Updated on 10/31/2019
Solid State Lighting | 5.1 | PTN3OIYY | Saylite/Texas Fluorescents Reinvented | Saylite | 209A48LY35WDMV35Koooo | Indoor Luminaires | Linear Ambient | Direct Linear Ambient Luminaires |  |  |  | Standard | [16 empty] | 2021-11-02 | No | Continuous Dimming to 10% or below | No Control Capability | No Sensor | 0-10V Analog | No Wireless Protocol | No | No | No | No | No | No |  | No | No | No | Yes | No | No | No | No | No | No | No | No | VVVZVR | [10 empty] | 5553 | 158.66 | 35 | 13.2 | 0.898 | 3500 | 84 | 9 | 84 | 97 | -11 | 4 | 4.0 ft |  |  |  | No | No | No | No | No | [9 empty] | AC |  | 120 | 277 |  |  | 5553 | 35
Solid State Lighting | 5 | PTN8U96Z | Saylite/Texas Fluorescents Reinvented | Saylite | 209A48LF57W5400LDMV30K | Indoor Luminaires | Troffer | 1x4 Luminaires for Ambient Lighting of Interior Commercial Spaces |  |  | TRUE | Standard |  |  | 6019 | 104 | 56 | 6.29 | 0.934 | 3110 | 85 | [5 empty] | 5 | 50000 | 2015-08-24 | Not Yet Verified | Continuous Dimming to 10% or below | [23 empty] | UUUUTB | [10 empty] | 6019 | 104 | 56 | 20 | 0.9 | 3000 | 85 | [6 empty] | TRUE | [6 empty] | No | [9 empty] | AC | Updated 10/31/2019
Solid State Lighting | 5 | PTP2BXSZ | Saylite/Texas Fluorescents Reinvented | Saylite | C24LFRF24W3000LDMV30K | Indoor Luminaires | Linear Ambient | Direct Linear Ambient Luminaires |  |  |  | Standard | [16 empty] | 2017-03-24 | Yes | Continuous Dimming to 10% or below | [23 empty] | VAVWHV | [10 empty] | 2840 | 118.33 | 24 | 10.5 | 0.99 | 3000 | 83 |  |  |  |  | 2 | 2.0 ft | TRUE | [6 empty] | No | [9 empty] | AC | Updated on 10/31/2019
Solid State Lighting | 5.1 | PTPRHS9Z | Saylite/Texas Fluorescents Reinvented | Saylite | RKCIT48LY45WDMV30K | Indoor Retrofit Kit | Linear Ambient | Retrofit Kits for Direct Linear Ambient Luminaires | Luminaire Specific |  |  | Standard | [16 empty] | 2021-04-28 | Yes | Continuous Dimming to 10% or below | Energy Monitoring, High-end Trim, Autani Energy Center, Avi-on, Douglas Dialog, Enlighted IOT System, Lutron- Vive, McWoing TruBlu, Nedap Luxon, Signify Easysense | Daylight Sensor, Occupancy Sensor, Multifunction Sensor, Integral Sensor Receptacle | 0-10V Analog,DALI,DMX | Zigbee, Bluetooth, Wifi | No | No | Yes | Yes | Yes | Yes | Autani Energy Center, Avi-on, Douglas Dialog, Enlighted IOT System, Lutron- Vive, McWoing TruBlu, Nedap Luxon, Signify Easysense | Yes | Yes | No | Yes | Yes | Yes | No | No | Yes | Yes | Yes |  | BBBFSF | [10 empty] | 6100 | 135.556 | 45 | 9.5 | 0.902 | 3000 | 84 | 10 | 84 | 98 | -11 | 4 | 4.0 ft |  |  |  | No | No | No | No | No | [9 empty] | AC |  | 120 | 277 |  |  | 6100 | 45
Solid State Lighting | 5.1 | PTQ1LB1Z | Saylite/Texas Fluorescents Reinvented | Saylite | S96LFRY70WD(D,G,DALI,DEXAL,SR)MV40Koooo | Indoor Luminaires | Linear Ambient | Direct Linear Ambient Luminaires |  |  |  | Standard | [16 empty] | 2021-09-30 | Yes | Continuous Dimming to 10% or below | LLLC,Energy Monitoring,High End Trim | Multifunction Sensor, Sensor Receptacle, Daylight Sensing, Occupancy Sensing | 0-10V Analog, DALI, DMX, Phase Cut | Zigbee,Bluetooth,WiFi | No | No | Yes | Yes | Yes | Yes | Autani Energy Center, Avi-on, Douglas Dialog, Enlighted IOT System, Lutron- Vive, McWoing TruBlu, Nedap Luxon, Signify Easysense | Yes | Yes | No | Yes | Yes | Yes | Yes | No | Yes | Yes | Yes | No | RRRWGM | [10 empty] | 10798 | 154.25 | 70 | 13.2 | 0.898 | 4000 | 84 | 9 | 83 | 98 | -11 | 8 |  |  |  |  | No | No | No | No | No | [9 empty] | AC |  | 120 | 277 |  |  | 10798 | 70
Solid State Lighting | 5 | PTR4SWJY | Saylite/Texas Fluorescents Reinvented | Saylite | CBF22LF24W3000LDMV40K | Indoor Luminaires | Troffer | 2x2 Luminaires for Ambient Lighting of Interior Commercial Spaces |  |  |  | Standard | [16 empty] | 2017-02-03 | Yes | Continuous Dimming to 10% or below | [23 empty] | YYYBKW | [10 empty] | 3018 | 125.75 | 24 | 11.1 | 0.91 | 4000 | 84 | [13 empty] | No | [9 empty] | AC | Updated on 10/31/2019
Solid State Lighting | 5.1 | PTREA1ZE | Saylite/Texas Fluorescents Reinvented | Saylite | C96LFRY90WD(D,G,DALI,DEXAL,SR)MV50Koooo | Indoor Luminaires | Linear Ambient | Direct Linear Ambient Luminaires |  |  |  | Standard | [16 empty] | 2021-09-30 | Yes | Continuous Dimming to 10% or below | LLLC,Energy Monitoring,High End Trim | Multifunction Sensor, Sensor Receptacle, Daylight Sensing, Occupancy Sensing | 0-10V Analog, DALI, DMX, Phase Cut | Zigbee,Bluetooth,WiFi | No | No | Yes | Yes | Yes | Yes | Autani Energy Center, Avi-on, Douglas Dialog, Enlighted IOT System, Lutron- Vive, McWoing TruBlu, Nedap Luxon, Signify Easysense | Yes | Yes | No | Yes | Yes | Yes | Yes | No | Yes | Yes | Yes | No | RRRWGM | [10 empty] | 13609 | 151.2 | 90 | 13.2 | 0.898 | 5000 | 83 | 12 | 82 | 97 | -12 | 8 |  |  |  |  | No | No | No | No | No | [9 empty] | AC |  | 120 | 277 |  |  | 13609 | 45
Solid State Lighting | 5.1 | PTS5C6ZT | Saylite/Texas Fluorescents Reinvented | Saylite | CITE48LFRY45WDMV35K | Indoor Luminaires | Linear Ambient | Direct Linear Ambient Luminaires |  |  |  | Standard | [16 empty] | 2021-04-28 | Yes | Continuous Dimming to 10% or below | Energy Monitoring, High-end Trim, Autani Energy Center, Avi-on, Douglas Dialog, Enlighted IOT System, Lutron- Vive, McWoing TruBlu, Nedap Luxon, Signify Easysense | Daylight Sensor, Occupancy Sensor, Multifunction Sensor, Integral Sensor Receptacle | 0-10V Analog,DALI,DMX | Zigbee, Bluetooth, Wifi | No | No | Yes | Yes | Yes | Yes | Autani Energy Center, Avi-on, Douglas Dialog, Enlighted IOT System, Lutron- Vive, McWoing TruBlu, Nedap Luxon, Signify Easysense | Yes | Yes | No | Yes | Yes | Yes | No | No | Yes | Yes | Yes |  | BBBFSF | [10 empty] | 6779.27 | 150.65 | 45 | 9.5 | 0.902 | 3500 | 84 | 10 | 84 | 98 | -11 | 4 | 4.0 ft |  |  |  | No | No | No | No | No | [9 empty] | AC |  | 120 | 277 |  |  | 6779.27 | 45
Solid State Lighting | 5 | PTSHRRFA | Saylite/Texas Fluorescents Reinvented | Fleco Industries | HILFR48LX231W35000LDMV50Koooo (except WG) | Indoor Luminaires | High-Bay | High-Bay Luminaires for Commercial and Industrial Buildings |  |  |  | Premium | [16 empty] | 2020-06-23 | Yes | Continuous Dimming to 10% or below | [23 empty] | TTTVRK | [10 empty] | 35585.1 | 154.048 | 231 | 8.1 | 0.978 | 5000 | 83 | [13 empty] | No | [9 empty] | AC |  | 120 | 277 |  |  | 35585.1 | 231
Solid State Lighting | 5 | PTSTS28U | Saylite/Texas Fluorescents Reinvented | Saylite | ZZ-SER FR 48L T36W4500L DMV 50K WH-YY | Indoor Luminaires | Linear Ambient | Direct Linear Ambient Luminaires |  |  |  | Standard | [16 empty] | 2019-06-25 | Yes | Continuous Dimming to 10% or below | [23 empty] | HHHDIW | [10 empty] | 4491 | 131.47 | 34.16 | 9.89 | 0.993 | 5054 | 82.7 |  |  |  |  | 4 | 4.0 ft | [7 empty] | No | [9 empty] | AC | Updated on 10/31/2019 | 108 | 305 |  |  | 4491 | 34.16
Solid State Lighting | 5 | PTU25FBP | Saylite/Texas Fluorescents Reinvented | Saylite | HIL48LA315W45000LDMVxxx30Koooo | Indoor Luminaires | High-Bay | High-Bay Luminaires for Commercial and Industrial Buildings |  |  |  | Standard | [16 empty] | 2017-05-15 | Yes | Continuous Dimming to 10% or below | [23 empty] | KKKZVA | [10 empty] | 42775 | 135.62 | 315.4 | 6.5 | 0.98 | 3000 | 82 | [6 empty] | TRUE | [6 empty] | No | [9 empty] | AC | Product delisted 1/31/2018 relisted on 05/22/2018, Updated on 10/31/2019
Solid State Lighting | 5 | PTVZAYI8 | Saylite/Texas Fluorescents Reinvented | Fleco Industries | HIL48LX135W20000LDMV50Koooo (except WG) | Indoor Luminaires | High-Bay | High-Bay Luminaires for Commercial and Industrial Buildings |  |  |  | Premium | [16 empty] | 2020-06-23 | Yes | Continuous Dimming to 10% or below | [23 empty] | TTTVRK | [10 empty] | 22265 | 164.926 | 135 | 11.15 | 0.96 | 5000 | 83 | [13 empty] | No | [9 empty] | AC |  | 120 | 277 |  |  | 22265 | 135
Solid State Lighting | 5 | PTXBM67G | Saylite/Texas Fluorescents Reinvented | Saylite | DFUCLL22LF20W2700LDMV50K | Indoor Retrofit Kit | Troffer | Integrated Retrofit Kits for 2x2 Luminaires | General Purpose |  |  | Premium | [16 empty] | 2017-03-24 | Yes | Continuous Dimming to 10% or below | [23 empty] | VAVWHY | [10 empty] | 2770 | 138 | 20 | 5.02 | 1 | 5000 | 83 | [13 empty] | No | [9 empty] | AC | Updated on 10/31/2019
Solid State Lighting | 5 | PTYXPSH1 | Saylite/Texas Fluorescents Reinvented | Fleco Industries | HILFR48LX231W35000LDMV30Koooo (except WG) | Indoor Luminaires | High-Bay | High-Bay Luminaires for Commercial and Industrial Buildings |  |  |  | Premium | [16 empty] | 2020-06-23 | Yes | Continuous Dimming to 10% or below | [23 empty] | TTTVRK | [10 empty] | 33450 | 144.805 | 231 | 8.1 | 0.978 | 3000 | 83 | [13 empty] | No | [9 empty] | AC |  | 120 | 277 |  |  | 33450 | 231
Solid State Lighting | 5.1 | PTZMWWUD | Saylite/Texas Fluorescents Reinvented | Saylite | 209A96LY90WDMV30Koooo | Indoor Luminaires | Linear Ambient | Direct Linear Ambient Luminaires |  |  |  | Standard | [16 empty] | 2021-11-02 | No | Continuous Dimming to 10% or below | No Control Capability | No Sensor | 0-10V Analog | No Wireless Protocol | No | No | No | No | No | No |  | No | No | No | Yes | No | No | No | No | No | No | No | No | VVVZVR | [10 empty] | 13384 | 148.71 | 90 | 13.2 | 0.898 | 3000 | 84 | 9 | 84 | 97 | -11 | 8 | 8.0 ft |  |  |  | No | No | No | No | No | [9 empty] | AC |  | 120 | 277 |  |  | 13384 | 90
Solid State Lighting | 5.1 | PU0MBBTX | Saylite/Texas Fluorescents Reinvented | Saylite | 209A48LY54WDMV40Koooo | Indoor Luminaires | Linear Ambient | Direct Linear Ambient Luminaires |  |  |  | Standard | [16 empty] | 2021-11-02 | No | Continuous Dimming to 10% or below | No Control Capability | No Sensor | 0-10V Analog | No Wireless Protocol | No | No | No | No | No | No |  | No | No | No | Yes | No | No | No | No | No | No | No | No | VVVZVR | [10 empty] | 8282 | 155.18 | 53.4 | 13.2 | 0.898 | 4000 | 83 | 8 | 84 | 97 | -11 | 4 | 4.0 ft |  |  |  | No | No | No | No | No | [9 empty] | AC |  | 120 | 277 |  |  | 8282 | 53.4
Solid State Lighting | 5.1 | PU1FX3TZ | Saylite/Texas Fluorescents Reinvented | Saylite | C48LFRY54WD(D,G,DALI,DEXAL,SR)MV40Koooo | Indoor Luminaires | Linear Ambient | Direct Linear Ambient Luminaires |  |  |  | Standard | [16 empty] | 2021-09-30 | Yes | Continuous Dimming to 10% or below | LLLC,Energy Monitoring,High End Trim | Multifunction Sensor, Sensor Receptacle, Daylight Sensing, Occupancy Sensing | 0-10V Analog, DALI, DMX, Phase Cut | Zigbee,Bluetooth,WiFi | No | No | Yes | Yes | Yes | Yes | Autani Energy Center, Avi-on, Douglas Dialog, Enlighted IOT System, Lutron- Vive, McWoing TruBlu, Nedap Luxon, Signify Easysense | Yes | Yes | No | Yes | Yes | Yes | Yes | No | Yes | Yes | Yes | No | RRRWGM | [10 empty] | 7958 | 149.19 | 53.34 | 13.2 | 0.898 | 4000 | 83 | 8 | 83 | 98 | -11 | 4 |  |  |  |  | No | No | No | No | No | [9 empty] | AC |  | 120 | 277 |  |  | 7958 | 53.34
Solid State Lighting | 5.1 | PU26LWL3 | Saylite/Texas Fluorescents Reinvented | Saylite | C24LY33WD(D,G,DALI,DEXAL,SR)MV50Koooo | Indoor Luminaires | Linear Ambient | Direct Linear Ambient Luminaires |  |  |  | Standard | [16 empty] | 2021-09-30 | Yes | Continuous Dimming to 10% or below | LLLC,Energy Monitoring,High End Trim | Multifunction Sensor, Sensor Receptacle, Daylight Sensing, Occupancy Sensing | 0-10V Analog, DALI, DMX, Phase Cut | Zigbee,Bluetooth,WiFi | No | No | Yes | Yes | Yes | Yes | Autani Energy Center, Avi-on, Douglas Dialog, Enlighted IOT System, Lutron- Vive, McWoing TruBlu, Nedap Luxon, Signify Easysense | Yes | Yes | No | Yes | Yes | Yes | Yes | No | Yes | Yes | Yes | No | RRRWGM | [10 empty] | 5183 | 157.07 | 33 | 13.3 | 0.905 | 5000 | 82 | 11 | 81 | 97 | -12 | 2 |  |  |  |  | No | No | No | No | No | [9 empty] | AC |  | 120 | 277 |  |  | 5183 | 33
Solid State Lighting | 5 | PU2XSNGY | Saylite/Texas Fluorescents Reinvented | Saylite | CBF22LF45W5100LDMV30K | Indoor Luminaires | Troffer | 2x2 Luminaires for Ambient Lighting of Interior Commercial Spaces |  |  | TRUE | Standard |  |  | 4842.5 | 108.6 | 44.59 | 8.6 | 0.95 | 3139 | 83 | [5 empty] | 5 | 50000 | 2017-02-03 | Yes | Continuous Dimming to 10% or below | [23 empty] | YYYBKZ | [10 empty] | 4842.5 | 108.6 | 44.59 | 6.1 | 1 | 3000 | 83 | [6 empty] | TRUE | [6 empty] | No | [9 empty] | AC | Updated on 10/31/2019
Solid State Lighting | 5.1 | PU36AF2Y | Saylite/Texas Fluorescents Reinvented | Saylite | 209A96LY40WDMV40Koooo | Indoor Luminaires | Linear Ambient | Direct Linear Ambient Luminaires |  |  |  | Standard | [16 empty] | 2021-11-02 | No | Continuous Dimming to 10% or below | No Control Capability | No Sensor | 0-10V Analog | No Wireless Protocol | No | No | No | No | No | No |  | No | No | No | Yes | No | No | No | No | No | No | No | No | VVVZVR | [10 empty] | 6615 | 165.37 | 40 | 9.2 | 0.916 | 4000 | 84 | 10 | 84 | 97 | -11 | 8 | 8.0 ft |  |  |  | No | No | No | No | No | [9 empty] | AC |  | 120 | 277 |  |  | 6615 | 40
Solid State Lighting | 5 | PU3G8Y9Q | Saylite/Texas Fluorescents Reinvented | Saylite | DFUCLL22LF24W3000LDMV30K | Indoor Retrofit Kit | Troffer | Integrated Retrofit Kits for 2x2 Luminaires | General Purpose |  |  | Premium | [16 empty] | 2017-03-24 | Yes | Continuous Dimming to 10% or below | [23 empty] | VAVWHY | [10 empty] | 2942.2 | 124 | 23.7 | 3.9 | 1 | 3000 | 83 | [6 empty] | TRUE | [6 empty] | No | [9 empty] | AC | Updated on 10/31/2019
Solid State Lighting | 5.1 | PU3ITE7T | Saylite/Texas Fluorescents Reinvented | Saylite | C96LY70WD(D,G,DALI,DEXAL,SR)MV35Koooo | Indoor Luminaires | Linear Ambient | Direct Linear Ambient Luminaires |  |  |  | Standard | [16 empty] | 2021-09-30 | Yes | Continuous Dimming to 10% or below | LLLC,Energy Monitoring,High End Trim | Multifunction Sensor, Sensor Receptacle, Daylight Sensing, Occupancy Sensing | 0-10V Analog, DALI, DMX, Phase Cut | Zigbee,Bluetooth,WiFi | No | No | Yes | Yes | Yes | Yes | Autani Energy Center, Avi-on, Douglas Dialog, Enlighted IOT System, Lutron- Vive, McWoing TruBlu, Nedap Luxon, Signify Easysense | Yes | Yes | No | Yes | Yes | Yes | Yes | No | Yes | Yes | Yes | No | RRRWGM | [10 empty] | 11504 | 164.34 | 70 | 10 | 0.994 | 3500 | 83 | 8 | 83 | 98 | -11 | 8 |  |  |  |  | No | No | No | No | No | [9 empty] | AC |  | 120 | 277 |  |  | 11504 | 70
Solid State Lighting | 5 | PU3JSW9M | Saylite/Texas Fluorescents Reinvented | Saylite | HBIP12L110W14680LMV50K | Indoor Luminaires | High-Bay | High-Bay Luminaires for Commercial and Industrial Buildings |  |  |  | Standard | [16 empty] | 2016-07-13 | No | Not Dimmable | [23 empty] | LLLAOD | [10 empty] | 14680 | 133.5 | 110 | 20 | 0.9 | 5000 | 80 | [13 empty] | No | [9 empty] | AC | Updated on 10/31/2019
Solid State Lighting | 5 | PU4FP584 | Saylite/Texas Fluorescents Reinvented | Saylite | C96LFRF97W11900LDMV50K | Indoor Luminaires | Linear Ambient | Direct Linear Ambient Luminaires |  |  |  | Standard | [16 empty] | 2017-02-03 | Yes | Continuous Dimming to 10% or below | [23 empty] | YYYBLC | [10 empty] | 12265 | 126.44 | 97 | 5.14 | 1 | 5000 | 83 |  |  |  |  | 8 | 8.0 ft | [7 empty] | No | [9 empty] | AC | Updated on 10/31/2019
Solid State Lighting | 5 | PU4KDS6X | Saylite/Texas Fluorescents Reinvented | Saylite | DCC200E90W9500LMV50K | Outdoor Luminaires | Mid Output | Outdoor Full-Cutoff Wall-Mounted Area Luminaires |  |  |  | Standard | [16 empty] | 2017-01-17 | Yes | Not Dimmable | [23 empty] | YYYBII | [10 empty] | 9500 | 106 | 90 | 18.16 | 0.9 | 5000 | 82 | [13 empty] | No | [9 empty] | AC | Updated on 10/31/2019
Solid State Lighting | 5 | PU56SKXC | Saylite/Texas Fluorescents Reinvented | Saylite | C48LFRF24W3200LDMV35K | Indoor Luminaires | Linear Ambient | Direct Linear Ambient Luminaires |  |  |  | Standard | [16 empty] | 2017-02-03 | Yes | Continuous Dimming to 10% or below | [23 empty] | YYYBLC | [10 empty] | 3095 | 129.77 | 23.85 | 7.9 | 0.92 | 3500 | 84 |  |  |  |  | 4 | 4.0 ft | [7 empty] | No | [9 empty] | AC | Updated on 10/31/2019
Solid State Lighting | 5 | PU5865AJ | Saylite/Texas Fluorescents Reinvented | Saylite | 209A24LF18W2400LDMV35K | Indoor Luminaires | Linear Ambient | Direct Linear Ambient Luminaires |  |  |  | Standard | [16 empty] | 2017-03-24 | Yes | Continuous Dimming to 10% or below | [23 empty] | VAVWHW | [10 empty] | 2345 | 130.28 | 18 | 13.1 | 0.98 | 3500 | 84 |  |  |  |  | 2 | 2.0 ft | [7 empty] | No | [9 empty] | AC | Updated on 10/31/2019
Solid State Lighting | 5 | PU5BBZQV | Saylite/Texas Fluorescents Reinvented | Saylite | 209A24LF24W3100LDMV35K | Indoor Luminaires | Linear Ambient | Direct Linear Ambient Luminaires |  |  |  | Standard | [16 empty] | 2017-03-24 | Yes | Continuous Dimming to 10% or below | [23 empty] | VAVWHW | [10 empty] | 3035 | 126.46 | 24 | 11.1 | 0.91 | 3500 | 84 |  |  |  |  | 2 | 2.0 ft | [7 empty] | No | [9 empty] | AC | Updated on 10/31/2019
Solid State Lighting | 5.1 | PU5BZW28 | Saylite/Texas Fluorescents Reinvented | Saylite | C48LY45WD(D,G,DALI,DEXAL,SR)MV30Koooo | Indoor Luminaires | Linear Ambient | Direct Linear Ambient Luminaires |  |  |  | Standard | [16 empty] | 2021-09-30 | Yes | Continuous Dimming to 10% or below | LLLC,Energy Monitoring,High End Trim | Multifunction Sensor, Sensor Receptacle, Daylight Sensing, Occupancy Sensing | 0-10V Analog, DALI, DMX, Phase Cut | Zigbee,Bluetooth,WiFi | No | No | Yes | Yes | Yes | Yes | Autani Energy Center, Avi-on, Douglas Dialog, Enlighted IOT System, Lutron- Vive, McWoing TruBlu, Nedap Luxon, Signify Easysense | Yes | Yes | No | Yes | Yes | Yes | Yes | No | Yes | Yes | Yes | No | RRRWGM | [10 empty] | 6928 | 153.95 | 45 | 10 | 0.994 | 3000 | 83 | 8 | 83 | 98 | -11 | 4 |  |  |  |  | No | No | No | No | No | [9 empty] | AC |  | 120 | 277 |  |  | 6928 | 45
Solid State Lighting | 5 | PU7M4F3S | Saylite/Texas Fluorescents Reinvented | Saylite | JSR96L68W9400LDMV40K | Indoor Luminaires | Linear Ambient | Direct Linear Ambient Luminaires |  |  |  | Standard | [16 empty] | 2016-09-30 | No | Not Dimmable | [23 empty] | WWWANL | [10 empty] | 9384 | 138 | 68 | 20 | 0.9 | 4000 | 82.1 |  |  |  |  | 8 | 8.0 ft | [7 empty] | No | [9 empty] | AC | Updated on 10/31/2019
Solid State Lighting | 5.1 | PU7YJWSB | Saylite/Texas Fluorescents Reinvented | Saylite | (SS,SV,SD,SM)CBF24LY45WDMV35Koooo | Indoor Luminaires | Troffer | 2x4 Luminaires for Ambient Lighting of Interior Commercial Spaces |  |  |  | Standard | [16 empty] | 2021-07-29 | Yes | Continuous Dimming to 10% or below | Autani Energy Center, Avi-on, Douglas Dialog, Enlighted IOT System, Lutron- Vive, McWoing TruBlu, Nedap Luxon, Signify Easysense | Multifunction Sensor,Sensor Receptacle,Daylight Sensor,Occupancy Sensing | 0-10V Analog | Zigbee,Bluetooth,WiFi | No | No | Yes | Yes | Yes | Yes | Autani Energy Center, Avi-on, Douglas Dialog, Enlighted IOT System, Lutron- Vive, McWoing TruBlu, Nedap Luxon, Signify Easysense | No | No | No | Yes | No | No | No |  | Yes | Yes | Yes | No | JJJOWB | [10 empty] | 6239.81 | 138.662 | 45 | 10.3 | 0.953 | 3500 | 83 | 9 | 84 | 97 | -11 | [5 empty] | No | No | No | No | No | [9 empty] | AC |  | 120 | 277 |  |  | 6239.81 | 45
Solid State Lighting | 5.1 | PU98FR3Z | Saylite/Texas Fluorescents Reinvented | Saylite | (SS,SV,SD,SM)UCLL24LY25W(D,G,DALI,DEXAL,SR)(MV or 120)30Koooo | Indoor Luminaires | Troffer | 2x4 Luminaires for Ambient Lighting of Interior Commercial Spaces |  |  |  | Premium | [16 empty] | 2021-07-29 | Yes | Continuous Dimming to 10% or below | Autani Energy Center, Avi-on, Douglas Dialog, Enlighted IOT System, Lutron- Vive, McWoing TruBlu, Nedap Luxon, Signify Easysense | Multifunction Sensor,Sensor Receptacle,Daylight Sensor,Occupancy Sensing | 0-10V Analog,DALI,DMX | Zigbee,Bluetooth,WiFi | No | No | Yes | Yes | Yes | Yes | Autani Energy Center, Avi-on, Douglas Dialog, Enlighted IOT System, Lutron- Vive, McWoing TruBlu, Nedap Luxon, Signify Easysense | No | No | No | Yes | Yes | Yes | No |  | Yes | Yes | Yes | No | JJJOWA | [10 empty] | 3584.25 | 143.37 | 25 | 11.2 | 0.949 | 3000 | 83 | 8 | 83 | 98 | -11 | [5 empty] | No | No | No | No | No | [9 empty] | AC |  | 120 | 277 |  |  | 3584.25 | 25
Solid State Lighting | 5 | PU9NTN6A | Saylite/Texas Fluorescents Reinvented | Saylite | HIL48LA315W45000LDMVxxx40Koooo | Indoor Luminaires | High-Bay | High-Bay Luminaires for Commercial and Industrial Buildings |  |  |  | Standard | [16 empty] | 2017-05-15 | Yes | Continuous Dimming to 10% or below | [23 empty] | KKKZVA | [10 empty] | 44999 | 142.67 | 315.4 | 6.5 | 0.98 | 4000 | 82 | [13 empty] | No | [9 empty] | AC | Product delisted 1/31/2018 relisted on 05/22/2018, Updated on 10/31/2019
Solid State Lighting | 5 | PUA5FKBI | Saylite/Texas Fluorescents Reinvented | Saylite | CPY10L40W5400LDMV50K[BLANK,BK,WH,GY][Blank,EM][Blank,SV] | Outdoor Luminaires | Mid Output | Parking Garage Luminaires |  |  |  | Premium | [16 empty] | 2019-01-15 | Yes | Continuous Dimming to 10% or below | [23 empty] | VVVXRM | [10 empty] | 5450 | 136 | 40 | 15 | 0.9 | 5000 | 70 | [13 empty] | No | [9 empty] | AC | Updated on 10/31/2019 | 120 | 277
Solid State Lighting | 5.1 | PUAN21E0 | Saylite/Texas Fluorescents Reinvented | Saylite | 209A96LY108WDMV30Koooo | Indoor Luminaires | Linear Ambient | Direct Linear Ambient Luminaires |  |  |  | Standard | [16 empty] | 2021-11-02 | No | Continuous Dimming to 10% or below | No Control Capability | No Sensor | 0-10V Analog | No Wireless Protocol | No | No | No | No | No | No |  | No | No | No | Yes | No | No | No | No | No | No | No | No | VVVZVR | [10 empty] | 15475 | 144.98 | 106.7 | 13.2 | 0.898 | 3000 | 83 | 8 | 84 | 97 | -11 | 8 | 8.0 ft |  |  |  | No | No | No | No | No | [9 empty] | AC |  | 120 | 277 |  |  | 15475 | 106.7
Solid State Lighting | 5.1 | PUASLEY1 | Saylite/Texas Fluorescents Reinvented | Saylite | 209A24LY33WDMV35Koooo | Indoor Luminaires | Linear Ambient | Direct Linear Ambient Luminaires |  |  |  | Standard | [16 empty] | 2021-11-02 | No | Continuous Dimming to 10% or below | No Control Capability | No Sensor | 0-10V Analog | No Wireless Protocol | No | No | No | No | No | No |  | No | No | No | Yes | No | No | No | No | No | No | No | No | VVVZVR | [10 empty] | 4164 | 126.19 | 33 | 9.6 | 0.909 | 3500 | 85 | 14 | 84 | 98 | -10 | 2 | 2.0 ft |  |  |  | No | No | No | No | No | [9 empty] | AC |  | 120 | 277 |  |  | 4164 | 33
Solid State Lighting | 5 | PUBXTFNQ | Saylite/Texas Fluorescents Reinvented | Saylite | CBF24LF32W4300LDMV30K | Indoor Luminaires | Troffer | 2x4 Luminaires for Ambient Lighting of Interior Commercial Spaces |  |  |  | Standard | [16 empty] | 2017-02-03 | Yes | Continuous Dimming to 10% or below | [23 empty] | YYYBKX | [10 empty] | 4027 | 125.84 | 32 | 8.5 | 0.99 | 3000 | 84 | [6 empty] | TRUE | [6 empty] | No | [9 empty] | AC | Updated on 10/31/2019
Solid State Lighting | 5 | PUC9G1CC | Saylite/Texas Fluorescents Reinvented | Saylite | UCLL22LF28W3500LDMV35K(WP,EM) | Indoor Luminaires | Troffer | 2x2 Luminaires for Ambient Lighting of Interior Commercial Spaces |  |  |  | Standard | [16 empty] | 2015-10-15 | Yes | Continuous Dimming to 10% or below | [23 empty] | KKKYHA | [10 empty] | 3394 | 121 | 28 | 6.8 | 0.984 | 3500 | 84 | [13 empty] | No | [9 empty] | AC | Product de-listed on 4/1/2017, re-listed on 05/09/2018 due to update, Updated on 10/31/2019
Solid State Lighting | 5 | PUD7UX3W | Saylite/Texas Fluorescents Reinvented | Saylite | 22CJ35W3900LW10DMV35K | Indoor Retrofit Kit | Troffer | Linear Retrofit Kits for 2x2 Luminaires | General Purpose |  |  | Standard | [16 empty] | 2018-05-25 | Yes | Continuous Dimming to 10% or below | [23 empty] | LLLBNI | [10 empty] | 3821 | 111.399 | 34.3 | 8.2 | 0.95 | 3500 | 82 | [13 empty] | No | [9 empty] | AC | Updated on 10/31/2019
Solid State Lighting | 5 | PUDH9PNW | Saylite/Texas Fluorescents Reinvented | Saylite | LED24T815W1700LRK50K | Linear Replacement Lamp | T8 Two-Foot | Dual Mode Internal Driver (UL Type A and Type B) |  |  |  | Standard | [16 empty] | 2017-03-23 | Not Yet Verified | Not Dimmable | [23 empty] | JJJMSO | [10 empty] | 1952 | 125.64 | 15.54 | 20 | 0.9 | 5000 | 83 |  |  |  |  | 2 | [8 empty] | No | [9 empty] | AC | Lastx represents either s for single-end power input or T for double-end inputs; Updated on 5/11/2017, Updated on 10/31/2019
Solid State Lighting | 5.1 | PUE3RUI6 | Saylite/Texas Fluorescents Reinvented | Saylite | 209A48LY15WDMV50Koooo | Indoor Luminaires | Linear Ambient | Direct Linear Ambient Luminaires |  |  |  | Standard | [16 empty] | 2021-11-02 | No | Continuous Dimming to 10% or below | No Control Capability | No Sensor | 0-10V Analog | No Wireless Protocol | No | No | No | No | No | No |  | No | No | No | Yes | No | No | No | No | No | No | No | No | VVVZVR | [10 empty] | 2520 | 166.19 | 15.2 | 9.2 | 0.916 | 5000 | 84 | 13 | 82 | 96 | -12 | 4 | 4.0 ft |  |  |  | No | No | No | No | No | [9 empty] | AC |  | 120 | 277 |  |  | 2520 | 15.2
Solid State Lighting | 5.1 | PUEHAQAP | Saylite/Texas Fluorescents Reinvented | Saylite | CITE48LRFY30WDMV40K | Indoor Luminaires | Linear Ambient | Direct Linear Ambient Luminaires |  |  |  | Standard | [16 empty] | 2021-04-28 | Yes | Continuous Dimming to 10% or below | Energy Monitoring, High-end Trim, Autani Energy Center, Avi-on, Douglas Dialog, Enlighted IOT System, Lutron- Vive, McWoing TruBlu, Nedap Luxon, Signify Easysense | Daylight Sensor, Occupancy Sensor, Multifunction Sensor, Integral Sensor Receptacle | 0-10V Analog,DALI,DMX | Zigbee, Bluetooth, Wifi | No | No | Yes | Yes | Yes | Yes | Autani Energy Center, Avi-on, Douglas Dialog, Enlighted IOT System, Lutron- Vive, McWoing TruBlu, Nedap Luxon, Signify Easysense | Yes | Yes | No | Yes | Yes | Yes | No | No | Yes | Yes | Yes |  | BBBFSF | [10 empty] | 4583.2 | 152.773 | 30 | 9.5 | 0.902 | 4000 | 84 | 10 | 84 | 98 | -11 | 4 | 4.0 ft |  |  |  | No | No | No | No | No | [9 empty] | AC |  | 120 | 277 |  |  | 4583.2 | 30
Solid State Lighting | 5 | PUF9GPEA | Saylite/Texas Fluorescents Reinvented | Saylite | C96LFRF118W14200LDMV35K | Indoor Luminaires | Linear Ambient | Direct Linear Ambient Luminaires |  |  |  | Standard | [16 empty] | 2017-02-03 | Yes | Continuous Dimming to 10% or below | [23 empty] | YYYBLC | [10 empty] | 13780 | 117.08 | 117.7 | 5.14 | 1 | 3500 | 84 |  |  |  |  | 8 | 8.0 ft | [7 empty] | No | [9 empty] | AC | Updated on 10/31/2019
Solid State Lighting | 5.1 | PUFFE1TB | Saylite/Texas Fluorescents Reinvented | Saylite | 209A96LY50WDMV35Koooo | Indoor Luminaires | Linear Ambient | Direct Linear Ambient Luminaires |  |  |  | Standard | [16 empty] | 2021-11-02 | No | Continuous Dimming to 10% or below | No Control Capability | No Sensor | 0-10V Analog | No Wireless Protocol | No | No | No | No | No | No |  | No | No | No | Yes | No | No | No | No | No | No | No | No | VVVZVR | [10 empty] | 8057 | 161.14 | 50 | 9.2 | 0.916 | 3500 | 84 | 10 | 84 | 97 | -11 | 8 | 8.0 ft |  |  |  | No | No | No | No | No | [9 empty] | AC |  | 120 | 277 |  |  | 8057 | 50
Solid State Lighting | 5 | PUFTK26G | Saylite/Texas Fluorescents Reinvented | Saylite | C96LFRF57W7100LDMV40K | Indoor Luminaires | Linear Ambient | Direct Linear Ambient Luminaires |  |  |  | Standard | [16 empty] | 2017-02-03 | Yes | Continuous Dimming to 10% or below | [23 empty] | YYYBLC | [10 empty] | 7120 | 120.99 | 58.85 | 5.14 | 1 | 4000 | 84 |  |  |  |  | 8 | 8.0 ft | [7 empty] | No | [9 empty] | AC | Updated on 10/31/2019
Solid State Lighting | 5.1 | PUFTOGRA | Saylite/Texas Fluorescents Reinvented | Saylite | C96LFRY50WD(D,G,DALI,DEXAL,SR)MV30Koooo | Indoor Luminaires | Linear Ambient | Direct Linear Ambient Luminaires |  |  |  | Standard | [16 empty] | 2021-09-30 | Yes | Continuous Dimming to 10% or below | LLLC,Energy Monitoring,High End Trim | Multifunction Sensor, Sensor Receptacle, Daylight Sensing, Occupancy Sensing | 0-10V Analog, DALI, DMX, Phase Cut | Zigbee,Bluetooth,WiFi | No | No | Yes | Yes | Yes | Yes | Autani Energy Center, Avi-on, Douglas Dialog, Enlighted IOT System, Lutron- Vive, McWoing TruBlu, Nedap Luxon, Signify Easysense | Yes | Yes | No | Yes | Yes | Yes | Yes | No | Yes | Yes | Yes | No | RRRWGM | [10 empty] | 7352 | 147.04 | 50 | 13.2 | 0.898 | 3000 | 84 | 9 | 83 | 98 | -11 | 8 |  |  |  |  | No | No | No | No | No | [9 empty] | AC |  | 120 | 277 |  |  | 7352 | 50
Solid State Lighting | 5 | PUHQ36DR | Saylite/Texas Fluorescents Reinvented | Saylite | C48LF57W7800LDMV50K | Indoor Luminaires | Linear Ambient | Direct Linear Ambient Luminaires |  |  |  | Standard | [16 empty] | 2017-02-03 | Yes | Continuous Dimming to 10% or below | [23 empty] | YYYBLC | [10 empty] | 7985 | 135.32 | 59.01 | 5.07 | 1 | 5000 | 83 |  |  |  |  | 4 | 4.0 ft | [7 empty] | No | [9 empty] | AC | Updated on 10/31/2019
Solid State Lighting | 5 | PUHT7XE7 | Saylite/Texas Fluorescents Reinvented | Saylite | CBF24LF35W4500LDMV40K | Indoor Luminaires | Troffer | 2x4 Luminaires for Ambient Lighting of Interior Commercial Spaces |  |  |  | Standard | [16 empty] | 2017-02-03 | Yes | Continuous Dimming to 10% or below | [23 empty] | YYYBKX | [10 empty] | 4535 | 129.57 | 35 | 8.5 | 0.99 | 4000 | 84 | [13 empty] | No | [9 empty] | AC | Updated on 10/31/2019
Solid State Lighting | 5 | PUKGVGBK | Saylite/Texas Fluorescents Reinvented | Saylite | CRSR48LT30W3500LDMVxxx40K | Indoor Luminaires | Linear Ambient | Direct Linear Ambient Luminaires |  |  |  | Standard | [16 empty] | 2017-06-12 | Yes | Continuous Dimming to 10% or below | [23 empty] | EAEEZR | [10 empty] | 3827 | 129.29 | 29.6 | 12 | 0.93 | 4000 | 84 |  |  |  |  | 4 | 4.0 ft | [7 empty] | No | [9 empty] | AC | Updated on 10/31/2019
Solid State Lighting | 5 | PUKN3X8U | Saylite/Texas Fluorescents Reinvented | Saylite | 555A48LF30W4100LDMV50K | Indoor Luminaires | Linear Ambient | Direct Linear Ambient Luminaires |  |  |  | Standard | [16 empty] | 2017-02-03 | Yes | Continuous Dimming to 10% or below | [23 empty] | YYYBKU | [10 empty] | 4213.32 | 143.95 | 29.27 | 18.1 | 0.91 | 5000 | 83 |  |  |  |  | 4 | 4.0 ft | [7 empty] | No | [9 empty] | AC | Only qualified in ceiling-mounted configuration, Updated on 10/31/2019
Solid State Lighting | 5.1 | PUKZDS3Z | Saylite/Texas Fluorescents Reinvented | Saylite | S48LY30WD(D,G,DALI,DEXAL,SR)MV35Koooo | Indoor Luminaires | Linear Ambient | Direct Linear Ambient Luminaires |  |  |  | Standard | [16 empty] | 2021-09-30 | Yes | Continuous Dimming to 10% or below | LLLC,Energy Monitoring,High End Trim | Multifunction Sensor, Sensor Receptacle, Daylight Sensing, Occupancy Sensing | 0-10V Analog, DALI, DMX, Phase Cut | Zigbee,Bluetooth,WiFi | No | No | Yes | Yes | Yes | Yes | Autani Energy Center, Avi-on, Douglas Dialog, Enlighted IOT System, Lutron- Vive, McWoing TruBlu, Nedap Luxon, Signify Easysense | Yes | Yes | No | Yes | Yes | Yes | Yes | No | Yes | Yes | Yes | No | RRRWGM | [10 empty] | 5081 | 165.83 | 30.64 | 10 | 0.994 | 3500 | 83 | 8 | 83 | 98 | -11 | 4 |  |  |  |  | No | No | No | No | No | [9 empty] | AC |  | 120 | 277 |  |  | 5081 | 30.64
Solid State Lighting | 5 | PUMQ5B6P | Saylite/Texas Fluorescents Reinvented | Saylite | CBF14LF57W7000DMV40K [Qualified at 120V] | Indoor Luminaires | Troffer | 1x4 Luminaires for Ambient Lighting of Interior Commercial Spaces |  |  |  | Standard | [16 empty] | 2017-02-03 | Yes | Continuous Dimming to 10% or below | [23 empty] | YYYBKV | [10 empty] | 7020 | 120.74 | 58.14 | 4.8 | 1 | 4000 | 83 | [13 empty] | No | [9 empty] | AC | Updated on 10/31/2019
Solid State Lighting | 5 | PUO2NQZM | Saylite/Texas Fluorescents Reinvented | Saylite | 131A24LJ28W3800LDMV50K | Indoor Luminaires | Troffer | 2x4 Luminaires for Ambient Lighting of Interior Commercial Spaces |  |  |  | Standard | [16 empty] | 2018-05-25 | Yes | Continuous Dimming to 10% or below | [23 empty] | LLLBNI | [10 empty] | 3788 | 137.246 | 27.6 | 4.7 | 0.97 | 5000 | 83 | [13 empty] | No | [9 empty] | AC | Updated on 10/31/2019
Solid State Lighting | 5.1 | PUOHY6NC | Saylite/Texas Fluorescents Reinvented | Saylite | S48LY50WD(D,G,DALI,DEXAL,SR)MV35Koooo | Indoor Luminaires | Linear Ambient | Direct Linear Ambient Luminaires |  |  |  | Standard | [16 empty] | 2021-09-30 | Yes | Continuous Dimming to 10% or below | LLLC,Energy Monitoring,High End Trim | Multifunction Sensor, Sensor Receptacle, Daylight Sensing, Occupancy Sensing | 0-10V Analog, DALI, DMX, Phase Cut | Zigbee,Bluetooth,WiFi | No | No | Yes | Yes | Yes | Yes | Autani Energy Center, Avi-on, Douglas Dialog, Enlighted IOT System, Lutron- Vive, McWoing TruBlu, Nedap Luxon, Signify Easysense | Yes | Yes | No | Yes | Yes | Yes | Yes | No | Yes | Yes | Yes | No | RRRWGM | [10 empty] | 7994 | 159.87 | 50 | 10 | 0.994 | 3500 | 83 | 8 | 83 | 98 | -11 | 4 |  |  |  |  | No | No | No | No | No | [9 empty] | AC |  | 120 | 277 |  |  | 7994 | 50
Solid State Lighting | 5 | PUP13R33 | Saylite/Texas Fluorescents Reinvented | Fleco Industries | HILFR48LX231W35000LDMV40Koooo (except WG) | Indoor Luminaires | High-Bay | High-Bay Luminaires for Commercial and Industrial Buildings |  |  |  | Premium | [16 empty] | 2020-06-23 | Yes | Continuous Dimming to 10% or below | [23 empty] | TTTVRK | [10 empty] | 34735.2 | 150.369 | 231 | 8.1 | 0.978 | 4000 | 83 | [13 empty] | No | [9 empty] | AC |  | 120 | 277 |  |  | 34735.2 | 231
Solid State Lighting | 5 | PUPA89VF | Saylite/Texas Fluorescents Reinvented | Saylite | C24LF30W3900LDMV50K | Indoor Luminaires | Linear Ambient | Direct Linear Ambient Luminaires |  |  |  | Standard | [16 empty] | 2017-03-24 | Yes | Continuous Dimming to 10% or below | [23 empty] | VAVWHV | [10 empty] | 4040 | 129.07 | 31.3 | 7.84 | 1 | 5000 | 83 |  |  |  |  | 2 | 2.0 ft | [7 empty] | No | [9 empty] | AC | Updated on 10/31/2019
Solid State Lighting | 5.1 | PUPF6J20 | Saylite/Texas Fluorescents Reinvented | Saylite | 4RB(421 or 501)LY30WD(D,G,DALI,DEXAL,SR)MV50Koooo | Indoor Retrofit Kit | Linear Ambient | Retrofit Kits for Direct Linear Ambient Luminaires | Luminaire Specific |  |  | Standard | [16 empty] | 2021-09-30 | Yes | Continuous Dimming to 10% or below | LLLC,Energy Monitoring,High End Trim | Multifunction Sensor, Sensor Receptacle, Daylight Sensing, Occupancy Sensing | 0-10V Analog, DALI, DMX, Phase Cut | Zigbee,Bluetooth,WiFi | No | No | Yes | Yes | Yes | Yes | Autani Energy Center, Avi-on, Douglas Dialog, Enlighted IOT System, Lutron- Vive, McWoing TruBlu, Nedap Luxon, Signify Easysense | Yes | Yes | No | Yes | Yes | Yes | Yes | No | Yes | Yes | Yes | No | RRRWGM | [10 empty] | 5189 | 169.34 | 30.64 | 10 | 0.994 | 5000 | 82 | 10 | 81 | 97 | -12 | 4 |  |  |  |  | No | No | No | No | No | [9 empty] | AC |  | 120 | 277 |  |  | 5189 | 30.64
Solid State Lighting | 5.1 | PUS2JKXV | Saylite/Texas Fluorescents Reinvented | Saylite | (SS,SV,SD,SM)UCLL14LY33W(D,G,DALI,DEXAL,SR)(MV or 120)30Koooo | Indoor Luminaires | Troffer | 1x4 Luminaires for Ambient Lighting of Interior Commercial Spaces |  |  |  | Standard | [16 empty] | 2021-07-29 | Yes | Continuous Dimming to 10% or below | Autani Energy Center, Avi-on, Douglas Dialog, Enlighted IOT System, Lutron- Vive, McWoing TruBlu, Nedap Luxon, Signify Easysense | Multifunction Sensor,Sensor Receptacle,Daylight Sensor,Occupancy Sensing | 0-10V Analog,DALI,DMX | Zigbee,Bluetooth,WiFi | No | No | Yes | Yes | Yes | Yes | Autani Energy Center, Avi-on, Douglas Dialog, Enlighted IOT System, Lutron- Vive, McWoing TruBlu, Nedap Luxon, Signify Easysense | No | No | No | Yes | Yes | Yes | No |  | Yes | Yes | Yes | No | JJJOWA | [10 empty] | 4278.7 | 129.658 | 33 | 8.2 | 0.996 | 3000 | 83 | 8 | 83 | 98 | -11 | [5 empty] | No | No | No | No | No | [9 empty] | AC |  | 120 | 277 |  |  | 4278.7 | 33
Solid State Lighting | 5.1 | PUS94PVJ | Saylite/Texas Fluorescents Reinvented | Saylite | 200A248LY25WDMV30Koooo | Indoor Luminaires | Linear Ambient | Direct Linear Ambient Luminaires |  |  |  | Standard | [16 empty] | 2021-11-02 | No | Continuous Dimming to 10% or below | No Control Capability | No Sensor | 0-10V Analog | No Wireless Protocol | No | No | No | No | No | No |  | No | No | No | Yes | No | No | No | No | No | No | No | No | VVVZVR | [10 empty] | 3843 | 153.74 | 25 | 9.2 | 0.916 | 3000 | 84 | 10 | 84 | 97 | -11 | 4 | 4.0 ft |  |  |  | No | No | No | No | No | [9 empty] | AC |  | 120 | 277 |  |  | 3843 | 25
Solid State Lighting | 5 | PUTW37GY | Saylite/Texas Fluorescents Reinvented | Saylite | HIL48LA215W30000LDMVxxx40Koooo | Indoor Luminaires | High-Bay | High-Bay Luminaires for Commercial and Industrial Buildings |  |  |  | Standard | [16 empty] | 2017-05-15 | Yes | Continuous Dimming to 10% or below | [23 empty] | KKKZVA | [10 empty] | 31078 | 144.55 | 215 | 6.5 | 0.98 | 4000 | 82 | [13 empty] | No | [9 empty] | AC | Product delisted 1/31/2018 relisted on 05/22/2018, Updated on 10/31/2019
Solid State Lighting | 5.1 | PUU8JFTX | Saylite/Texas Fluorescents Reinvented | Saylite | (SS,SV,SD,SM)UCLL24LY35W(D,G,DALI,DEXAL,SR)(MV or 120)40Koooo | Indoor Luminaires | Troffer | 2x4 Luminaires for Ambient Lighting of Interior Commercial Spaces |  |  |  | Premium | [16 empty] | 2021-07-29 | Yes | Continuous Dimming to 10% or below | Autani Energy Center, Avi-on, Douglas Dialog, Enlighted IOT System, Lutron- Vive, McWoing TruBlu, Nedap Luxon, Signify Easysense | Multifunction Sensor,Sensor Receptacle,Daylight Sensor,Occupancy Sensing | 0-10V Analog,DALI,DMX | Zigbee,Bluetooth,WiFi | No | No | Yes | Yes | Yes | Yes | Autani Energy Center, Avi-on, Douglas Dialog, Enlighted IOT System, Lutron- Vive, McWoing TruBlu, Nedap Luxon, Signify Easysense | No | No | No | Yes | Yes | Yes | No |  | Yes | Yes | Yes | No | JJJOWA | [10 empty] | 5268.63 | 150.532 | 35 | 11.2 | 0.949 | 4000 | 83 | 8 | 83 | 98 | -11 | [5 empty] | No | No | No | No | No | [9 empty] | AC |  | 120 | 277 |  |  | 5268.63 | 35
Solid State Lighting | 5 | PUUA5ADT | Saylite/Texas Fluorescents Reinvented | Saylite | HBC48LN272W36000LA10DMVxxx35Koooo | Indoor Luminaires | High-Bay | High-Bay Luminaires for Commercial and Industrial Buildings |  |  |  | Standard | [16 empty] | 2017-03-15 | Yes | Continuous Dimming to 10% or below | [23 empty] | LLLBCJ | [10 empty] | 33865 | 128.57 | 263.4 | 6.2 | 0.96 | 3500 | 83 | [13 empty] | No | [9 empty] | AC | Updated on 10/31/2019
Solid State Lighting | 5.1 | PUUUYW9O | Saylite/Texas Fluorescents Reinvented | Saylite | 200A224LY15WDMV50Koooo | Indoor Luminaires | Linear Ambient | Direct Linear Ambient Luminaires |  |  |  | Standard | [16 empty] | 2021-11-02 | No | Continuous Dimming to 10% or below | No Control Capability | No Sensor | 0-10V Analog | No Wireless Protocol | No | No | No | No | No | No |  | No | No | No | Yes | No | No | No | No | No | No | No | No | VVVZVR | [10 empty] | 2147 | 140.78 | 15.3 | 9.6 | 0.909 | 5000 | 84 | 19 | 82 | 97 | -11 | 2 | 2.0 ft |  |  |  | No | No | No | No | No | [9 empty] | AC |  | 120 | 277 |  |  | 2147 | 15.3
Solid State Lighting | 5 | PUVXK12C | Saylite/Texas Fluorescents Reinvented | Saylite | C48LF24W3500LDMV40K | Indoor Luminaires | Linear Ambient | Direct Linear Ambient Luminaires |  |  |  | Standard | [16 empty] | 2017-02-03 | Yes | Continuous Dimming to 10% or below | [23 empty] | YYYBLC | [10 empty] | 3475 | 145.64 | 23.86 | 8 | 0.92 | 4000 | 84 |  |  |  |  | 4 | 4.0 ft | [7 empty] | No | [9 empty] | AC | Updated on 10/31/2019
Solid State Lighting | 5 | PUW58VF1 | Saylite/Texas Fluorescents Reinvented | Saylite | C24LF24W3350LDMV50K | Indoor Luminaires | Linear Ambient | Direct Linear Ambient Luminaires |  |  |  | Standard | [16 empty] | 2017-03-24 | Yes | Continuous Dimming to 10% or below | [23 empty] | VAVWHV | [10 empty] | 3455 | 143.96 | 24 | 10.4 | 0.99 | 5000 | 83 |  |  |  |  | 2 | 2.0 ft | [7 empty] | No | [9 empty] | AC | Updated on 10/31/2019
Solid State Lighting | 5 | PUWEJPWJ | Saylite/Texas Fluorescents Reinvented | Saylite | DFUCLL24LF32W4650LDMV35K | Indoor Retrofit Kit | Troffer | Integrated Retrofit Kits for 2x4 Luminaires | General Purpose |  |  | Premium | [16 empty] | 2017-03-24 | Yes | Continuous Dimming to 10% or below | [23 empty] | VAVWHZ | [10 empty] | 4530 | 141 | 32 | 6.8 | 0.99 | 3500 | 84 | [13 empty] | No | [9 empty] | AC | Updated on 10/31/2019
Solid State Lighting | 5 | PUX3FABC | Saylite/Texas Fluorescents Reinvented | Saylite | DFUCLL24LF32W4650LDMV50K | Indoor Retrofit Kit | Troffer | Integrated Retrofit Kits for 2x4 Luminaires | General Purpose |  |  | Premium | [16 empty] | 2017-03-24 | Yes | Continuous Dimming to 10% or below | [23 empty] | VAVWHZ | [10 empty] | 4810 | 150 | 32 | 6.8 | 0.99 | 5000 | 84 | [13 empty] | No | [9 empty] | AC | Updated on 10/31/2019
Solid State Lighting | 5 | PUY1E5BK | Saylite/Texas Fluorescents Reinvented | Saylite | DFUCLL22LF20W2700LDMV35K | Indoor Retrofit Kit | Troffer | Integrated Retrofit Kits for 2x2 Luminaires | General Purpose |  |  | Premium | [16 empty] | 2017-03-24 | Yes | Continuous Dimming to 10% or below | [23 empty] | VAVWHY | [10 empty] | 2610 | 130 | 20 | 5.02 | 1 | 3500 | 83 | [13 empty] | No | [9 empty] | AC | Updated on 10/31/2019
Solid State Lighting | 5.1 | PUY6L7KH | Saylite/Texas Fluorescents Reinvented | Saylite | (SS,SV,SD,SM)UCLL14LY20W(D,G,DALI,DEXAL,SR)(MV or 120)50Koooo | Indoor Luminaires | Troffer | 1x4 Luminaires for Ambient Lighting of Interior Commercial Spaces |  |  |  | Premium | [16 empty] | 2021-07-29 | Yes | Continuous Dimming to 10% or below | Autani Energy Center, Avi-on, Douglas Dialog, Enlighted IOT System, Lutron- Vive, McWoing TruBlu, Nedap Luxon, Signify Easysense | Multifunction Sensor,Sensor Receptacle,Daylight Sensor,Occupancy Sensing | 0-10V Analog,DALI,DMX | Zigbee,Bluetooth,WiFi | No | No | Yes | Yes | Yes | Yes | Autani Energy Center, Avi-on, Douglas Dialog, Enlighted IOT System, Lutron- Vive, McWoing TruBlu, Nedap Luxon, Signify Easysense | No | No | No | Yes | Yes | Yes | No |  | Yes | Yes | Yes | No | JJJOWA | [10 empty] | 2850.38 | 142.519 | 20 | 9.1 | 0.911 | 5000 | 83 | 11 | 82 | 95 | -12 | [5 empty] | No | No | No | No | No | [9 empty] | AC |  | 120 | 277 |  |  | 2850.38 | 20
Solid State Lighting | 5 | PUYXEJPE | Saylite/Texas Fluorescents Reinvented | Saylite | 22CF28W3000LW10DMV50K | Indoor Retrofit Kit | Troffer | Linear Retrofit Kits for 2x2 Luminaires | General Purpose |  |  | Standard | [16 empty] | 2017-02-03 | No | Continuous Dimming to 10% or below | [23 empty] | YYYBLD | [10 empty] | 3083 | 110 | 28 | 6.8 | 0.994 | 5000 | 84 | [13 empty] | No | [9 empty] | AC | Updated on 10/31/2019
Solid State Lighting | 5 | PUZ2H00F | Saylite/Texas Fluorescents Reinvented | Saylite | UCLL14LJ48W6000LDMV50K | Indoor Luminaires | Troffer | 1x4 Luminaires for Ambient Lighting of Interior Commercial Spaces |  |  |  | Standard | [16 empty] | 2018-07-18 | Not Yet Verified | Continuous Dimming to 10% or below | [23 empty] | ZZZBZX | [10 empty] | 5936.72 | 123.68 | 48 | 14 | 0.89 | 5000 | 82 | [13 empty] | No | [9 empty] | AC | Updated on 10/31/2019
Solid State Lighting | 5 | PUZWQ7YT | Saylite/Texas Fluorescents Reinvented | Saylite | HIS24LFR165W21450LDMV50K | Indoor Luminaires | High-Bay | High-Bay Luminaires for Commercial and Industrial Buildings |  |  |  | Premium | [16 empty] | 2017-01-17 | No | Continuous Dimming to 10% or below | [23 empty] | YYYBHR | [10 empty] | 22027 | 133.58 | 164.9 | 8.23 | 0.96 | 5000 | 82.1 | [13 empty] | No | [9 empty] | AC | Updated on 10/31/2019
Solid State Lighting | 5 | PUZXFXUT | Saylite/Texas Fluorescents Reinvented | Saylite | HBC48LN216W30000LA10DMVxxx50Koooo | Indoor Luminaires | High-Bay | High-Bay Luminaires for Commercial and Industrial Buildings |  |  |  | Standard | [16 empty] | 2017-03-15 | Yes | Continuous Dimming to 10% or below | [23 empty] | LLLBCJ | [10 empty] | 29245 | 137.95 | 212 | 6.2 | 0.96 | 5000 | 83 | [13 empty] | No | [9 empty] | AC | Updated on 10/31/2019
Solid State Lighting | 5.1 | PV03THAP | Saylite/Texas Fluorescents Reinvented | Saylite | 207A248LY30WDMV35Koooo | Indoor Luminaires | Linear Ambient | Direct Linear Ambient Luminaires |  |  |  | Standard | [16 empty] | 2021-11-02 | No | Continuous Dimming to 10% or below | No Control Capability | No Sensor | 0-10V Analog | No Wireless Protocol | No | No | No | No | No | No |  | No | No | No | Yes | No | No | No | No | No | No | No | No | VVVZVR | [10 empty] | 4893 | 160.33 | 30.5 | 9.2 | 0.916 | 3500 | 84 | 9 | 84 | 97 | -11 | 4 | 4.0 ft |  |  |  | No | No | No | No | No | [9 empty] | AC |  | 120 | 277 |  |  | 4893 | 30.5
Solid State Lighting | 5 | PV2UXX2N | Saylite/Texas Fluorescents Reinvented | Saylite | DFUCLL24LF62W8100LDMV50K | Indoor Retrofit Kit | Troffer | Integrated Retrofit Kits for 2x4 Luminaires | General Purpose |  |  | Premium | [16 empty] | 2017-03-24 | Yes | Continuous Dimming to 10% or below | [23 empty] | VAVWHZ | [10 empty] | 8375 | 134 | 62.48 | 4.4 | 1 | 5000 | 83 | [13 empty] | No | [9 empty] | AC | Updated on 10/31/2019
Solid State Lighting | 5 | PV36F3P9 | Saylite/Texas Fluorescents Reinvented | Saylite | 209A24LF24W3100LDMV30K | Indoor Luminaires | Linear Ambient | Direct Linear Ambient Luminaires |  |  |  | Standard | [16 empty] | 2017-03-24 | Yes | Continuous Dimming to 10% or below | [23 empty] | VAVWHW | [10 empty] | 2985 | 124.38 | 24 | 11.1 | 0.91 | 3000 | 84 |  |  |  |  | 2 | 2.0 ft | TRUE | [6 empty] | No | [9 empty] | AC | Updated on 10/31/2019
Solid State Lighting | 5.1 | PV3K03AO | Saylite/Texas Fluorescents Reinvented | Saylite | (SS,SV,SD,SM)CBF24LY25WDMV50Koooo | Indoor Luminaires | Troffer | 2x4 Luminaires for Ambient Lighting of Interior Commercial Spaces |  |  |  | Standard | [16 empty] | 2021-07-29 | Yes | Continuous Dimming to 10% or below | Autani Energy Center, Avi-on, Douglas Dialog, Enlighted IOT System, Lutron- Vive, McWoing TruBlu, Nedap Luxon, Signify Easysense | Multifunction Sensor,Sensor Receptacle,Daylight Sensor,Occupancy Sensing | 0-10V Analog | Zigbee,Bluetooth,WiFi | No | No | Yes | Yes | Yes | Yes | Autani Energy Center, Avi-on, Douglas Dialog, Enlighted IOT System, Lutron- Vive, McWoing TruBlu, Nedap Luxon, Signify Easysense | No | No | No | Yes | No | No | No |  | Yes | Yes | Yes | No | JJJOWB | [10 empty] | 3762.04 | 150.481 | 25 | 10.3 | 0.953 | 5000 | 83 | 12 | 81 | 96 | -12 | [5 empty] | No | No | No | No | No | [9 empty] | AC |  | 120 | 277 |  |  | 3762.04 | 25
Solid State Lighting | 5 | PV4JEG7D | Saylite/Texas Fluorescents Reinvented | Saylite | CBF24LHF48W6400LDMV35K | Indoor Luminaires | Troffer | 2x4 Luminaires for Ambient Lighting of Interior Commercial Spaces |  |  |  | Standard | [16 empty] | 2017-02-03 | Yes | Continuous Dimming to 10% or below | [23 empty] | YYYBLA | [10 empty] | 6245 | 130.1 | 48 | 4.6 | 1 | 3500 | 84 | [13 empty] | No | [9 empty] | AC | Updated on 10/31/2019
Solid State Lighting | 5 | PV69SBPQ | Saylite/Texas Fluorescents Reinvented | Saylite | CBF24LF32W4300LDMV50K | Indoor Luminaires | Troffer | 2x4 Luminaires for Ambient Lighting of Interior Commercial Spaces |  |  |  | Standard | [16 empty] | 2017-02-03 | Yes | Continuous Dimming to 10% or below | [23 empty] | YYYBKX | [10 empty] | 4436 | 138.63 | 32 | 8.5 | 0.99 | 5000 | 84 | [13 empty] | No | [9 empty] | AC | Updated on 10/31/2019
Solid State Lighting | 5 | PV6MECDD | Saylite/Texas Fluorescents Reinvented | Saylite | C96LFRF118W14200LDMV30K | Indoor Luminaires | Linear Ambient | Direct Linear Ambient Luminaires |  |  |  | Standard | [16 empty] | 2017-02-03 | Yes | Continuous Dimming to 10% or below | [23 empty] | YYYBLC | [10 empty] | 13556 | 115.17 | 117.7 | 5.14 | 1 | 3000 | 84 |  |  |  |  | 8 | 8.0 ft | TRUE | [6 empty] | No | [9 empty] | AC | Updated on 10/31/2019
Solid State Lighting | 5 | PVAFFC8X | Saylite/Texas Fluorescents Reinvented | Saylite | 131A22LJ35W3900LDMV50K | Indoor Luminaires | Troffer | 2x2 Luminaires for Ambient Lighting of Interior Commercial Spaces |  |  |  | Standard | [16 empty] | 2018-05-25 | Yes | Continuous Dimming to 10% or below | [23 empty] | LLLBNI | [10 empty] | 3892 | 113.469 | 34.3 | 8.2 | 0.95 | 5000 | 82 | [13 empty] | No | [9 empty] | AC | Updated on 10/31/2019
Solid State Lighting | 5.1 | PVC0PYM3 | Saylite/Texas Fluorescents Reinvented | Saylite | 200A224LY33WDMV35Koooo | Indoor Luminaires | Linear Ambient | Direct Linear Ambient Luminaires |  |  |  | Standard | [16 empty] | 2021-11-02 | No | Continuous Dimming to 10% or below | No Control Capability | No Sensor | 0-10V Analog | No Wireless Protocol | No | No | No | No | No | No |  | No | No | No | Yes | No | No | No | No | No | No | No | No | VVVZVR | [10 empty] | 4164 | 126.19 | 33 | 9.6 | 0.909 | 3500 | 85 | 14 | 84 | 98 | -10 | 2 | 2.0 ft |  |  |  | No | No | No | No | No | [9 empty] | AC |  | 120 | 277 |  |  | 4164 | 33
Solid State Lighting | 5.1 | PVDA65OD | Saylite/Texas Fluorescents Reinvented | Saylite | 200A248LY25WDMV35Koooo | Indoor Luminaires | Linear Ambient | Direct Linear Ambient Luminaires |  |  |  | Standard | [16 empty] | 2021-11-02 | No | Continuous Dimming to 10% or below | No Control Capability | No Sensor | 0-10V Analog | No Wireless Protocol | No | No | No | No | No | No |  | No | No | No | Yes | No | No | No | No | No | No | No | No | VVVZVR | [10 empty] | 4028 | 161.14 | 25 | 9.2 | 0.916 | 3500 | 84 | 10 | 84 | 97 | -11 | 4 | 4.0 ft |  |  |  | No | No | No | No | No | [9 empty] | AC |  | 120 | 277 |  |  | 4028 | 25
Solid State Lighting | 5.1 | PVDTZYSR | Saylite/Texas Fluorescents Reinvented | Saylite | (SS,SV,SD,SM)UCLL24LY20W(D,G,DALI,DEXAL,SR)(MV or 120)50Koooo | Indoor Luminaires | Troffer | 2x4 Luminaires for Ambient Lighting of Interior Commercial Spaces |  |  |  | Premium | [16 empty] | 2021-07-29 | Yes | Continuous Dimming to 10% or below | Autani Energy Center, Avi-on, Douglas Dialog, Enlighted IOT System, Lutron- Vive, McWoing TruBlu, Nedap Luxon, Signify Easysense | Multifunction Sensor,Sensor Receptacle,Daylight Sensor,Occupancy Sensing | 0-10V Analog,DALI,DMX | Zigbee,Bluetooth,WiFi | No | No | Yes | Yes | Yes | Yes | Autani Energy Center, Avi-on, Douglas Dialog, Enlighted IOT System, Lutron- Vive, McWoing TruBlu, Nedap Luxon, Signify Easysense | No | No | No | Yes | Yes | Yes | No |  | Yes | Yes | Yes | No | JJJOWA | [10 empty] | 3079.74 | 153.987 | 20 | 11.2 | 0.949 | 5000 | 82 | 10 | 81 | 96 | -12 | [5 empty] | No | No | No | No | No | [9 empty] | AC |  | 120 | 277 |  |  | 3079.74 | 20
Solid State Lighting | 5 | PVG0BHY8 | Saylite/Texas Fluorescents Reinvented | Saylite | 14CJ48W5800LW10DMV30K | Indoor Retrofit Kit | Troffer | Linear Retrofit Kits for 1x4 Luminaires | General Purpose |  |  | Standard | [16 empty] | 2018-05-25 | Yes | Continuous Dimming to 10% or below | [23 empty] | LLLBNI | [10 empty] | 5394 | 112.61 | 47.9 | 4.9 | 0.97 | 3000 | 83 | [6 empty] | TRUE | [6 empty] | No | [9 empty] | AC | Updated on 10/31/2019
Solid State Lighting | 5 | PVG2GSXK | Saylite/Texas Fluorescents Reinvented | Saylite | FPELP24LED50DMVWH35 | Indoor Luminaires | Troffer | 2x4 Luminaires for Ambient Lighting of Interior Commercial Spaces |  |  |  | Standard | [16 empty] | 2016-09-15 | No | Continuous Dimming to 10% or below | [23 empty] | WWWAMI | [10 empty] | 6004.2 | 120.06 | 50.01 | 18.35 | 0.9285 | 3500 | 82.7 | [13 empty] | No | [9 empty] | AC | X is placeholder for the edge of the pabel that doesn't affect performance, Updated on 10/31/2019
Solid State Lighting | 5 | PVHXY7Z2 | Saylite/Texas Fluorescents Reinvented | Saylite | C48LFRF57W7100LDMV50K | Indoor Luminaires | Linear Ambient | Direct Linear Ambient Luminaires |  |  |  | Standard | [16 empty] | 2017-02-03 | Yes | Continuous Dimming to 10% or below | [23 empty] | YYYBLC | [10 empty] | 7330 | 124.55 | 58.85 | 5.14 | 1 | 5000 | 83 |  |  |  |  | 4 | 4.0 ft | [7 empty] | No | [9 empty] | AC | Updated on 10/31/2019
Solid State Lighting | 5 | PVI3U1F4 | Saylite/Texas Fluorescents Reinvented | Fleco Industries | HIL48LX135W20000LDMV35Koooo (except WG) | Indoor Luminaires | High-Bay | High-Bay Luminaires for Commercial and Industrial Buildings |  |  |  | Premium | [16 empty] | 2020-06-23 | Yes | Continuous Dimming to 10% or below | [23 empty] | TTTVRK | [10 empty] | 21444.7 | 158.849 | 135 | 11.15 | 0.96 | 3500 | 83 | [13 empty] | No | [9 empty] | AC |  | 120 | 277 |  |  | 21444.7 | 135
Solid State Lighting | 5 | PVJ6BGNJ | Saylite/Texas Fluorescents Reinvented | Saylite | C48LF24W3500LDMV30K | Indoor Luminaires | Linear Ambient | Direct Linear Ambient Luminaires |  |  |  | Standard | [16 empty] | 2017-02-03 | Yes | Continuous Dimming to 10% or below | [23 empty] | YYYBLC | [10 empty] | 3312.2 | 138.82 | 23.86 | 8 | 0.92 | 3091 | 84 |  |  |  |  | 4 | 4.0 ft | TRUE | [6 empty] | No | [9 empty] | AC | Updated on 10/31/2019
Solid State Lighting | 5 | PVJJMEWX | Saylite/Texas Fluorescents Reinvented | Saylite | SOSKFR48LQ23W3300LDMV40KORY | Indoor Retrofit Kit | Linear Ambient | Retrofit Kits for Direct Linear Ambient Luminaires | FALSE |  | TRUE | Premium |  | 120 | 3558 | 148.9 | 23.9 | 13 | 0.87 | 4100 | 83.6 | [5 empty] | 5 | 50000 | 2019-09-10 | No | Continuous Dimming to 10% or below | [23 empty] | AABARK | [10 empty] | 3558 | 148.9 | 23.9 | 13 | 0.87 | 4000 | 84 |  |  |  |  | 4 | 4.0 ft | [7 empty] | No | [9 empty] | AC |  | 120 | 277 |  |  |  | 23.9
Solid State Lighting | 5.1 | PVJR8GLV | Saylite/Texas Fluorescents Reinvented | Saylite | S48LFRY15WD(D,G,DALI,DEXAL,SR)MV40Koooo | Indoor Luminaires | Linear Ambient | Direct Linear Ambient Luminaires |  |  |  | Standard | [16 empty] | 2021-09-30 | Yes | Continuous Dimming to 10% or below | LLLC,Energy Monitoring,High End Trim | Multifunction Sensor, Sensor Receptacle, Daylight Sensing, Occupancy Sensing | 0-10V Analog, DALI, DMX, Phase Cut | Zigbee,Bluetooth,WiFi | No | No | Yes | Yes | Yes | Yes | Autani Energy Center, Avi-on, Douglas Dialog, Enlighted IOT System, Lutron- Vive, McWoing TruBlu, Nedap Luxon, Signify Easysense | Yes | Yes | No | Yes | Yes | Yes | Yes | No | Yes | Yes | Yes | No | RRRWGM | [10 empty] | 2328 | 158.24 | 14.71 | 13.2 | 0.898 | 4000 | 84 | 9 | 83 | 98 | -11 | 4 |  |  |  |  | No | No | No | No | No | [9 empty] | AC |  | 120 | 277 |  |  | 2328 | 14.71
Solid State Lighting | 5 | PVKWKEMN | Saylite/Texas Fluorescents Reinvented | Saylite | PLF15L200W24500LDMV50K | Outdoor Luminaires | High Output | Outdoor Pole/Arm-Mounted Area and Roadway Luminaires |  |  |  | Standard | [16 empty] | 2017-03-13 | Yes | Continuous Dimming to 10% or below | [23 empty] | EEEEXI | [10 empty] | 24500 | 123 | 200 | 7 | 0.9 | 5000 | 70 | [13 empty] | No | [9 empty] | AC | Updated on 10/31/2019
Solid State Lighting | 5 | PVKXIMS3 | Saylite/Texas Fluorescents Reinvented | Saylite | 131A22LJ24W2700LDMV30K | Indoor Luminaires | Troffer | 2x2 Luminaires for Ambient Lighting of Interior Commercial Spaces |  |  | TRUE | Standard |  |  | 2618 | 111.9 | 23.4 | 14 | 0.897 | 3090 | 83 | [5 empty] | 5 | 50000 | 2018-05-25 | Yes | Continuous Dimming to 10% or below | [23 empty] | LLLBNI | [10 empty] | 2618 | 111.88 | 23.4 | 8.2 | 0.95 | 3000 | 82 | [6 empty] | TRUE | [6 empty] | No | [9 empty] | AC | Updated on 10/31/2019
Solid State Lighting | 5 | PVPPCKJ8 | Saylite/Texas Fluorescents Reinvented | Saylite | SS213A48LE30W4100LDMV50K-xx | Outdoor Luminaires | Low Output | Stairwell and Passageway Luminaires |  |  |  | Premium | [16 empty] | 2017-02-03 | Yes | Continuous Dimming to 10% or below | [23 empty] | YYYBKU | [10 empty] | 4213.32 | 143.95 | 29.27 | 18.1 | 0.91 | 5000 | 83 | [13 empty] | No | [9 empty] | AC | Updated on 10/31/2019
Solid State Lighting | 5.1 | PVPVHRFM | Saylite/Texas Fluorescents Reinvented | Saylite | 2RB(421 or 501)LY20WD(D,G,DALI,DEXAL,SR)MV35Koooo | Indoor Retrofit Kit | Linear Ambient | Retrofit Kits for Direct Linear Ambient Luminaires | Luminaire Specific |  |  | Standard | [16 empty] | 2021-09-30 | Yes | Continuous Dimming to 10% or below | LLLC,Energy Monitoring,High End Trim | Multifunction Sensor, Sensor Receptacle, Daylight Sensing, Occupancy Sensing | 0-10V Analog, DALI, DMX, Phase Cut | Zigbee,Bluetooth,WiFi | No | No | Yes | Yes | Yes | Yes | Autani Energy Center, Avi-on, Douglas Dialog, Enlighted IOT System, Lutron- Vive, McWoing TruBlu, Nedap Luxon, Signify Easysense | Yes | Yes | No | Yes | Yes | Yes | Yes | No | Yes | Yes | Yes | No | RRRWGM | [10 empty] | 3181 | 159.04 | 20 | 13.3 | 0.905 | 3500 | 84 | 9 | 84 | 98 | -11 | 2 |  |  |  |  | No | No | No | No | No | [9 empty] | AC |  | 120 | 277 |  |  | 3181 | 20
Solid State Lighting | 5.1 | PVRAPVQT | Saylite/Texas Fluorescents Reinvented | Saylite | (SS,SV,SD,SM)UCLL14LY25W(D,G,DALI,DEXAL,SR)(MV or 120)40Koooo | Indoor Luminaires | Troffer | 1x4 Luminaires for Ambient Lighting of Interior Commercial Spaces |  |  |  | Premium | [16 empty] | 2021-07-29 | Yes | Continuous Dimming to 10% or below | Autani Energy Center, Avi-on, Douglas Dialog, Enlighted IOT System, Lutron- Vive, McWoing TruBlu, Nedap Luxon, Signify Easysense | Multifunction Sensor,Sensor Receptacle,Daylight Sensor,Occupancy Sensing | 0-10V Analog,DALI,DMX | Zigbee,Bluetooth,WiFi | No | No | Yes | Yes | Yes | Yes | Autani Energy Center, Avi-on, Douglas Dialog, Enlighted IOT System, Lutron- Vive, McWoing TruBlu, Nedap Luxon, Signify Easysense | No | No | No | Yes | Yes | Yes | No |  | Yes | Yes | Yes | No | JJJOWA | [10 empty] | 3516.6 | 140.664 | 25 | 9.1 | 0.911 | 4000 | 83 | 8 | 83 | 98 | -11 | [5 empty] | No | No | No | No | No | [9 empty] | AC |  | 120 | 277 |  |  | 3516.6 | 25
Solid State Lighting | 5 | PVRD9FVF | Saylite/Texas Fluorescents Reinvented | Saylite | CBF14LF48W6000DMV50K [Qualified at 120V] | Indoor Luminaires | Troffer | 1x4 Luminaires for Ambient Lighting of Interior Commercial Spaces |  |  |  | Standard | [16 empty] | 2017-02-03 | Yes | Continuous Dimming to 10% or below | [23 empty] | YYYBKV | [10 empty] | 6205 | 129.27 | 48 | 8.2 | 0.99 | 5000 | 84 | [13 empty] | No | [9 empty] | AC | Updated on 10/31/2019
Solid State Lighting | 5.1 | PVTZPHZ8 | Saylite/Texas Fluorescents Reinvented | Saylite | C96LFRY70WD(D,G,DALI,DEXAL,SR)MV50Koooo | Indoor Luminaires | Linear Ambient | Direct Linear Ambient Luminaires |  |  |  | Standard | [16 empty] | 2021-09-30 | Yes | Continuous Dimming to 10% or below | LLLC,Energy Monitoring,High End Trim | Multifunction Sensor, Sensor Receptacle, Daylight Sensing, Occupancy Sensing | 0-10V Analog, DALI, DMX, Phase Cut | Zigbee,Bluetooth,WiFi | No | No | Yes | Yes | Yes | Yes | Autani Energy Center, Avi-on, Douglas Dialog, Enlighted IOT System, Lutron- Vive, McWoing TruBlu, Nedap Luxon, Signify Easysense | Yes | Yes | No | Yes | Yes | Yes | Yes | No | Yes | Yes | Yes | No | RRRWGM | [10 empty] | 10798 | 154.25 | 70 | 13.2 | 0.898 | 5000 | 83 | 12 | 82 | 97 | -12 | 8 |  |  |  |  | No | No | No | No | No | [9 empty] | AC |  | 120 | 277 |  |  | 10798 | 70
Solid State Lighting | 5 | PVUE5CXW | Saylite/Texas Fluorescents Reinvented | Saylite | 131A24LF48W4800LDMV35K | Indoor Luminaires | Troffer | 2x4 Luminaires for Ambient Lighting of Interior Commercial Spaces |  |  |  | Standard | [16 empty] | 2015-06-02 | No | Continuous Dimming to 10% or below | [23 empty] | KKKWMB | [10 empty] | 5723 | 120.5 | 47.5 | 4.95 | 0.997 | 3500 | 83 | [13 empty] | No | [9 empty] | AC | Updated 9/9/2016, Updated on 10/31/2019
Solid State Lighting | 5 | PVW0FM7R | Saylite/Texas Fluorescents Reinvented | Saylite | UCLL24LJ48W6100LDMV40K | Indoor Luminaires | Troffer | 2x4 Luminaires for Ambient Lighting of Interior Commercial Spaces |  |  |  | Standard | [16 empty] | 2018-07-18 | Not Yet Verified | Continuous Dimming to 10% or below | [23 empty] | ZZZBZX | [10 empty] | 5984.8 | 124.68 | 48 | 14 | 0.89 | 4000 | 82 | [13 empty] | No | [9 empty] | AC | Updated on 10/31/2019
Solid State Lighting | 5.1 | PVWNVVCR | Saylite/Texas Fluorescents Reinvented | Saylite | S24LY15WD(D,G,DALI,DEXAL,SR)MV40Koooo | Indoor Luminaires | Linear Ambient | Direct Linear Ambient Luminaires |  |  |  | Standard | [16 empty] | 2021-09-30 | Yes | Continuous Dimming to 10% or below | LLLC,Energy Monitoring,High End Trim | Multifunction Sensor, Sensor Receptacle, Daylight Sensing, Occupancy Sensing | 0-10V Analog, DALI, DMX, Phase Cut | Zigbee,Bluetooth,WiFi | No | No | Yes | Yes | Yes | Yes | Autani Energy Center, Avi-on, Douglas Dialog, Enlighted IOT System, Lutron- Vive, McWoing TruBlu, Nedap Luxon, Signify Easysense | Yes | Yes | No | Yes | Yes | Yes | Yes | No | Yes | Yes | Yes | No | RRRWGM | [10 empty] | 2537 | 164.93 | 15.38 | 13.3 | 0.905 | 4000 | 84 | 9 | 84 | 98 | -11 | 2 |  |  |  |  | No | No | No | No | No | [9 empty] | AC |  | 120 | 277 |  |  | 2537 | 15.38
Solid State Lighting | 5 | PVWRUNIE | Saylite/Texas Fluorescents Reinvented | Fleco Industries | HILFR48LX135W20000LDMV35Koooo (except WG) | Indoor Luminaires | High-Bay | High-Bay Luminaires for Commercial and Industrial Buildings |  |  |  | Premium | [16 empty] | 2020-06-23 | Yes | Continuous Dimming to 10% or below | [23 empty] | TTTVRK | [10 empty] | 20240 | 149.926 | 135 | 11.16 | 0.966 | 3500 | 83 | [13 empty] | No | [9 empty] | AC |  | 120 | 277 |  |  | 20240 | 135
Solid State Lighting | 5.1 | PVX83V2J | Saylite/Texas Fluorescents Reinvented | Saylite | 209A96LY90WDMV35Koooo | Indoor Luminaires | Linear Ambient | Direct Linear Ambient Luminaires |  |  |  | Standard | [16 empty] | 2021-11-02 | No | Continuous Dimming to 10% or below | No Control Capability | No Sensor | 0-10V Analog | No Wireless Protocol | No | No | No | No | No | No |  | No | No | No | Yes | No | No | No | No | No | No | No | No | VVVZVR | [10 empty] | 14028 | 155.87 | 90 | 13.2 | 0.898 | 3500 | 84 | 9 | 84 | 97 | -11 | 8 | 8.0 ft |  |  |  | No | No | No | No | No | [9 empty] | AC |  | 120 | 277 |  |  | 14028 | 90
Solid State Lighting | 5 | PVY23MFK | Saylite/Texas Fluorescents Reinvented | Saylite | 24CF56W6050LW10DMV50K | Indoor Retrofit Kit | Troffer | Linear Retrofit Kits for 2x4 Luminaires | General Purpose |  |  | Standard | [16 empty] | 2015-06-02 | Not Yet Verified | Continuous Dimming to 10% or below | [23 empty] | KKKWMC | [10 empty] | 6046 | 108 | 56 | 20 | 0.9 | 5000 | 82 | [13 empty] | No | [9 empty] | AC | Updated on 10/31/2019
Solid State Lighting | 5 | PVY4E58W | Saylite/Texas Fluorescents Reinvented | Saylite | C96LFRF57W7100LDMV35K | Indoor Luminaires | Linear Ambient | Direct Linear Ambient Luminaires |  |  |  | Standard | [16 empty] | 2017-02-03 | Yes | Continuous Dimming to 10% or below | [23 empty] | YYYBLC | [10 empty] | 6890 | 117.08 | 58.85 | 5.14 | 1 | 3500 | 84 |  |  |  |  | 8 | 8.0 ft | [7 empty] | No | [9 empty] | AC | Updated on 10/31/2019
Solid State Lighting | 5 | PVYAX3CZ | Saylite/Texas Fluorescents Reinvented | Saylite | 131A24LF35W3650LDMV35K | Indoor Luminaires | Troffer | 2x4 Luminaires for Ambient Lighting of Interior Commercial Spaces |  |  |  | Standard | [16 empty] | 2015-06-02 | No | Continuous Dimming to 10% or below | [23 empty] | KKKWMB | [10 empty] | 4216 | 121.5 | 34.7 | 4.95 | 0.997 | 3500 | 83 | [13 empty] | No | [9 empty] | AC | Updated 9/9/2016, Updated on 10/31/2019
Solid State Lighting | 5 | PVYJNATP | Saylite/Texas Fluorescents Reinvented | Saylite | 14CJ35W4300LW10DMV35K | Indoor Retrofit Kit | Troffer | Linear Retrofit Kits for 1x4 Luminaires | General Purpose |  |  | Standard | [16 empty] | 2018-05-25 | Yes | Continuous Dimming to 10% or below | [23 empty] | LLLBNI | [10 empty] | 4295 | 122.714 | 35 | 4.9 | 0.97 | 3500 | 83 | [13 empty] | No | [9 empty] | AC | Updated on 10/31/2019
Solid State Lighting | 5 | PW00T4UO | Saylite/Texas Fluorescents Reinvented | Saylite | 14CJ28W3500LW10DMV35K | Indoor Retrofit Kit | Troffer | Linear Retrofit Kits for 1x4 Luminaires | General Purpose |  |  | Standard | [16 empty] | 2018-05-25 | Yes | Continuous Dimming to 10% or below | [23 empty] | LLLBNI | [10 empty] | 3432 | 123.899 | 27.7 | 4.9 | 0.97 | 3500 | 83 | [13 empty] | No | [9 empty] | AC | Updated on 10/31/2019
Solid State Lighting | 5.1 | PW0UJPT8 | Saylite/Texas Fluorescents Reinvented | Saylite | 2RB(421 or 501)LY25WD(D,G,DALI,DEXAL,SR)MV50Koooo | Indoor Retrofit Kit | Linear Ambient | Retrofit Kits for Direct Linear Ambient Luminaires | Luminaire Specific |  |  | Standard | [16 empty] | 2021-09-30 | Yes | Continuous Dimming to 10% or below | LLLC,Energy Monitoring,High End Trim | Multifunction Sensor, Sensor Receptacle, Daylight Sensing, Occupancy Sensing | 0-10V Analog, DALI, DMX, Phase Cut | Zigbee,Bluetooth,WiFi | No | No | Yes | Yes | Yes | Yes | Autani Energy Center, Avi-on, Douglas Dialog, Enlighted IOT System, Lutron- Vive, McWoing TruBlu, Nedap Luxon, Signify Easysense | Yes | Yes | No | Yes | Yes | Yes | Yes | No | Yes | Yes | Yes | No | RRRWGM | [10 empty] | 4000 | 160 | 25 | 13.3 | 0.905 | 5000 | 82 | 11 | 81 | 97 | -12 | 2 |  |  |  |  | No | No | No | No | No | [9 empty] | AC |  | 120 | 277 |  |  | 4000 | 25
Solid State Lighting | 5 | PW1TY8CH | Saylite/Texas Fluorescents Reinvented | Saylite | FPELP14LED40DMVWH50 | Indoor Luminaires | Troffer | 1x4 Luminaires for Ambient Lighting of Interior Commercial Spaces |  |  |  | Standard | [16 empty] | 2016-09-15 | No | Continuous Dimming to 10% or below | [23 empty] | WWWAMJ | [10 empty] | 5098 | 127 | 40 | 20 | 0.9 | 5000 | 81.5 | [13 empty] | No | [9 empty] | AC | X is placeholder for the edge of the pabel that doesn't affect performance, Updated on 10/31/2019
Solid State Lighting | 5.1 | PW26RMGV | Saylite/Texas Fluorescents Reinvented | Saylite | C96LY100WD(D,G,DALI,DEXAL,SR)MV35Koooo | Indoor Luminaires | Linear Ambient | Direct Linear Ambient Luminaires |  |  |  | Standard | [16 empty] | 2021-09-30 | Yes | Continuous Dimming to 10% or below | LLLC,Energy Monitoring,High End Trim | Multifunction Sensor, Sensor Receptacle, Daylight Sensing, Occupancy Sensing | 0-10V Analog, DALI, DMX, Phase Cut | Zigbee,Bluetooth,WiFi | No | No | Yes | Yes | Yes | Yes | Autani Energy Center, Avi-on, Douglas Dialog, Enlighted IOT System, Lutron- Vive, McWoing TruBlu, Nedap Luxon, Signify Easysense | Yes | Yes | No | Yes | Yes | Yes | Yes | No | Yes | Yes | Yes | No | RRRWGM | [10 empty] | 15987 | 159.87 | 100 | 10 | 0.994 | 3500 | 83 | 8 | 83 | 98 | -11 | 8 |  |  |  |  | No | No | No | No | No | [9 empty] | AC |  | 120 | 277 |  |  | 15987 | 100
Solid State Lighting | 5 | PW2ZLAHU | Saylite/Texas Fluorescents Reinvented | Saylite | UCLL14LJ57W6700LDMV40K | Indoor Luminaires | Troffer | 1x4 Luminaires for Ambient Lighting of Interior Commercial Spaces |  |  |  | Standard | [16 empty] | 2018-07-18 | Not Yet Verified | Continuous Dimming to 10% or below | [23 empty] | ZZZBZX | [10 empty] | 6819.53 | 119.64 | 57 | 14 | 0.89 | 4000 | 82 | [13 empty] | No | [9 empty] | AC | Updated on 10/31/2019
Solid State Lighting | 5.1 | PW3BHBWZ | Saylite/Texas Fluorescents Reinvented | Saylite | S48LFRY40WD(D,G,DALI,DEXAL,SR)MV35Koooo | Indoor Luminaires | Linear Ambient | Direct Linear Ambient Luminaires |  |  |  | Standard | [16 empty] | 2021-09-30 | Yes | Continuous Dimming to 10% or below | LLLC,Energy Monitoring,High End Trim | Multifunction Sensor, Sensor Receptacle, Daylight Sensing, Occupancy Sensing | 0-10V Analog, DALI, DMX, Phase Cut | Zigbee,Bluetooth,WiFi | No | No | Yes | Yes | Yes | Yes | Autani Energy Center, Avi-on, Douglas Dialog, Enlighted IOT System, Lutron- Vive, McWoing TruBlu, Nedap Luxon, Signify Easysense | Yes | Yes | No | Yes | Yes | Yes | Yes | No | Yes | Yes | Yes | No | RRRWGM | [10 empty] | 5982 | 149.56 | 40 | 13.2 | 0.898 | 3500 | 84 | 9 | 83 | 98 | -11 | 4 |  |  |  |  | No | No | No | No | No | [9 empty] | AC |  | 120 | 277 |  |  | 5982 | 40
Solid State Lighting | 5.1 | PW3DWHU6 | Saylite/Texas Fluorescents Reinvented | Saylite | CITE96LRFY50WDMV30K | Indoor Luminaires | Linear Ambient | Direct Linear Ambient Luminaires |  |  |  | Standard | [16 empty] | 2021-04-28 | Yes | Continuous Dimming to 10% or below | Energy Monitoring, High-end Trim, Autani Energy Center, Avi-on, Douglas Dialog, Enlighted IOT System, Lutron- Vive, McWoing TruBlu, Nedap Luxon, Signify Easysense | Daylight Sensor, Occupancy Sensor, Multifunction Sensor, Integral Sensor Receptacle | 0-10V Analog,DALI,DMX | Zigbee, Bluetooth, Wifi | No | No | Yes | Yes | Yes | Yes | Autani Energy Center, Avi-on, Douglas Dialog, Enlighted IOT System, Lutron- Vive, McWoing TruBlu, Nedap Luxon, Signify Easysense | Yes | Yes | No | Yes | Yes | Yes | No | No | Yes | Yes | Yes |  | BBBFSF | [10 empty] | 7040 | 140.8 | 50 | 9.5 | 0.902 | 3000 | 84 | 10 | 84 | 98 | -11 | 8 | 8.0 ft |  |  |  | No | No | No | No | No | [9 empty] | AC |  | 120 | 277 |  |  | 7040 | 50
Solid State Lighting | 5.1 | PW3MM3K1 | Saylite/Texas Fluorescents Reinvented | Saylite | C24LFRY20WD(D,G,DALI,DEXAL,SR)MV40Koooo | Indoor Luminaires | Linear Ambient | Direct Linear Ambient Luminaires |  |  |  | Standard | [16 empty] | 2021-09-30 | Yes | Continuous Dimming to 10% or below | LLLC,Energy Monitoring,High End Trim | Multifunction Sensor, Sensor Receptacle, Daylight Sensing, Occupancy Sensing | 0-10V Analog, DALI, DMX, Phase Cut | Zigbee,Bluetooth,WiFi | No | No | Yes | Yes | Yes | Yes | Autani Energy Center, Avi-on, Douglas Dialog, Enlighted IOT System, Lutron- Vive, McWoing TruBlu, Nedap Luxon, Signify Easysense | Yes | Yes | No | Yes | Yes | Yes | Yes | No | Yes | Yes | Yes | No | RRRWGM | [10 empty] | 3005 | 150.27 | 20 | 13.4 | 0.904 | 4000 | 84 | 10 | 84 | 98 | -10 | 2 |  |  |  |  | No | No | No | No | No | [9 empty] | AC |  | 120 | 277 |  |  | 3005 | 20
Solid State Lighting | 5 | PW4ZAVWN | Saylite/Texas Fluorescents Reinvented | Saylite | CBF14LF35W4600DMV35K [Qualified at 120V] | Indoor Luminaires | Troffer | 1x4 Luminaires for Ambient Lighting of Interior Commercial Spaces |  |  |  | Standard | [16 empty] | 2017-02-03 | Yes | Continuous Dimming to 10% or below | [23 empty] | YYYBKV | [10 empty] | 4360 | 124.57 | 35 | 8.2 | 0.99 | 3500 | 83 | [13 empty] | No | [9 empty] | AC | Updated on 10/31/2019
Solid State Lighting | 5 | PW51TE3P | Saylite/Texas Fluorescents Reinvented | Saylite | HIL48LA355W50000LDMVxxx30Koooo | Indoor Luminaires | High-Bay | High-Bay Luminaires for Commercial and Industrial Buildings |  |  | TRUE | Standard |  |  | 46954 | 132.6 | 354.2 | 6.6 | 0.98 | 3150 | 82 | [5 empty] | 5 | 50000 | 2017-05-15 | Yes | Continuous Dimming to 10% or below | [23 empty] | KKKZVA | [10 empty] | 46950 | 132.55 | 354.2 | 6.5 | 0.98 | 3000 | 82 | [6 empty] | TRUE | [6 empty] | No | [9 empty] | AC | Product delisted 1/31/2018 relisted on 05/22/2018, Updated on 10/31/2019
Solid State Lighting | 5.1 | PW5515UO | Saylite/Texas Fluorescents Reinvented | Saylite | 209A96LY70WDMV50Koooo | Indoor Luminaires | Linear Ambient | Direct Linear Ambient Luminaires |  |  |  | Standard | [16 empty] | 2021-11-02 | No | Continuous Dimming to 10% or below | No Control Capability | No Sensor | 0-10V Analog | No Wireless Protocol | No | No | No | No | No | No |  | No | No | No | Yes | No | No | No | No | No | No | No | No | VVVZVR | [10 empty] | 11341 | 162.02 | 70 | 13.2 | 0.898 | 5000 | 84 | 13 | 82 | 96 | -12 | 8 | 8.0 ft |  |  |  | No | No | No | No | No | [9 empty] | AC |  | 120 | 277 |  |  | 11341 | 70
Solid State Lighting | 5 | PW79PSK8 | Saylite/Texas Fluorescents Reinvented | Saylite | 131A24LJ40W5300LDMV50K | Indoor Luminaires | Troffer | 2x4 Luminaires for Ambient Lighting of Interior Commercial Spaces |  |  |  | Standard | [16 empty] | 2018-05-25 | Yes | Continuous Dimming to 10% or below | [23 empty] | LLLBNI | [10 empty] | 5293 | 134 | 39.5 | 4.7 | 0.97 | 5000 | 83 | [13 empty] | No | [9 empty] | AC | Updated on 10/31/2019
Solid State Lighting | 5 | PW7Q8R4D | Saylite/Texas Fluorescents Reinvented | Saylite | CBF22LF40W4700LDMV35K | Indoor Luminaires | Troffer | 2x2 Luminaires for Ambient Lighting of Interior Commercial Spaces |  |  |  | Standard | [16 empty] | 2017-02-03 | Yes | Continuous Dimming to 10% or below | [23 empty] | YYYBKZ | [10 empty] | 4530 | 113.25 | 40 | 7.9 | 0.99 | 3500 | 83 | [13 empty] | No | [9 empty] | AC | Updated on 10/31/2019
Solid State Lighting | 5 | PW8AWBZM | Saylite/Texas Fluorescents Reinvented | Saylite | HIL48LA355W50000LDMVxxx50Koooo | Indoor Luminaires | High-Bay | High-Bay Luminaires for Commercial and Industrial Buildings |  |  |  | Standard | [16 empty] | 2017-05-15 | Yes | Continuous Dimming to 10% or below | [23 empty] | KKKZVA | [10 empty] | 50119 | 141.62 | 353.9 | 6.5 | 0.98 | 5000 | 82 | [13 empty] | No | [9 empty] | AC | Product delisted 1/31/2018 relisted on 05/22/2018, Updated on 10/31/2019
Solid State Lighting | 5 | PW8NUBUY | Saylite/Texas Fluorescents Reinvented | Saylite | HBIP24L220W29370LMV50K | Indoor Luminaires | High-Bay | High-Bay Luminaires for Commercial and Industrial Buildings |  |  |  | Standard | [16 empty] | 2016-07-13 | No | Not Dimmable | [23 empty] | LLLAOB | [10 empty] | 29370 | 133.5 | 220 | 20 | 0.9 | 5000 | 80 | [13 empty] | No | [9 empty] | AC | Updated on 10/31/2019
Solid State Lighting | 5.1 | PWA02OLM | Saylite/Texas Fluorescents Reinvented | Saylite | C96LFRY108WD(D,G,DALI,DEXAL,SR)MV50Koooo | Indoor Luminaires | Linear Ambient | Direct Linear Ambient Luminaires |  |  |  | Standard | [16 empty] | 2021-09-30 | Yes | Continuous Dimming to 10% or below | LLLC,Energy Monitoring,High End Trim | Multifunction Sensor, Sensor Receptacle, Daylight Sensing, Occupancy Sensing | 0-10V Analog, DALI, DMX, Phase Cut | Zigbee,Bluetooth,WiFi | No | No | Yes | Yes | Yes | Yes | Autani Energy Center, Avi-on, Douglas Dialog, Enlighted IOT System, Lutron- Vive, McWoing TruBlu, Nedap Luxon, Signify Easysense | Yes | Yes | No | Yes | Yes | Yes | Yes | No | Yes | Yes | Yes | No | RRRWGM | [10 empty] | 15916 | 149.19 | 106.68 | 13.2 | 0.898 | 5000 | 83 | 12 | 82 | 97 | -12 | 8 |  |  |  |  | No | No | No | No | No | [9 empty] | AC |  | 120 | 277 |  |  | 15916 | 106.68
Solid State Lighting | 5 | PWA7VUA7 | Saylite/Texas Fluorescents Reinvented | Saylite | HIL48LA260W35000LDMVxxx40Koooo | Indoor Luminaires | High-Bay | High-Bay Luminaires for Commercial and Industrial Buildings |  |  |  | Standard | [16 empty] | 2017-05-15 | Yes | Continuous Dimming to 10% or below | [23 empty] | KKKZVA | [10 empty] | 36420 | 140.78 | 258.7 | 6.5 | 0.98 | 4000 | 82 | [13 empty] | No | [9 empty] | AC | Product delisted 1/31/2018 relisted on 05/22/2018, Updated on 10/31/2019
Solid State Lighting | 5.1 | PWB1PBW4 | Saylite/Texas Fluorescents Reinvented | Saylite | C24LFRY25WD(D,G,DALI,DEXAL,SR)MV50Koooo | Indoor Luminaires | Linear Ambient | Direct Linear Ambient Luminaires |  |  |  | Standard | [16 empty] | 2021-09-30 | Yes | Continuous Dimming to 10% or below | LLLC,Energy Monitoring,High End Trim | Multifunction Sensor, Sensor Receptacle, Daylight Sensing, Occupancy Sensing | 0-10V Analog, DALI, DMX, Phase Cut | Zigbee,Bluetooth,WiFi | No | No | Yes | Yes | Yes | Yes | Autani Energy Center, Avi-on, Douglas Dialog, Enlighted IOT System, Lutron- Vive, McWoing TruBlu, Nedap Luxon, Signify Easysense | Yes | Yes | No | Yes | Yes | Yes | Yes | No | Yes | Yes | Yes | No | RRRWGM | [10 empty] | 3698 | 147.9 | 25 | 13.4 | 0.904 | 5000 | 83 | 12 | 82 | 97 | -12 | 2 |  |  |  |  | No | No | No | No | No | [9 empty] | AC |  | 120 | 277 |  |  | 3698 | 25
Solid State Lighting | 5.1 | PWB5ELDG | Saylite/Texas Fluorescents Reinvented | Saylite | S96LY70WD(D,G,DALI,DEXAL,SR)MV30Koooo | Indoor Luminaires | Linear Ambient | Direct Linear Ambient Luminaires |  |  |  | Standard | [16 empty] | 2021-09-30 | Yes | Continuous Dimming to 10% or below | LLLC,Energy Monitoring,High End Trim | Multifunction Sensor, Sensor Receptacle, Daylight Sensing, Occupancy Sensing | 0-10V Analog, DALI, DMX, Phase Cut | Zigbee,Bluetooth,WiFi | No | No | Yes | Yes | Yes | Yes | Autani Energy Center, Avi-on, Douglas Dialog, Enlighted IOT System, Lutron- Vive, McWoing TruBlu, Nedap Luxon, Signify Easysense | Yes | Yes | No | Yes | Yes | Yes | Yes | No | Yes | Yes | Yes | No | RRRWGM | [10 empty] | 10975 | 156.79 | 70 | 10 | 0.994 | 3000 | 83 | 8 | 83 | 98 | -11 | 8 |  |  |  |  | No | No | No | No | No | [9 empty] | AC |  | 120 | 277 |  |  | 10975 | 70
Solid State Lighting | 5 | PWBAO21D | Saylite/Texas Fluorescents Reinvented | Saylite | UCLL22LJ28W3150LDMV50K | Indoor Luminaires | Troffer | 2x2 Luminaires for Ambient Lighting of Interior Commercial Spaces |  |  |  | Standard | [16 empty] | 2018-07-18 | Not Yet Verified | Continuous Dimming to 10% or below | [23 empty] | ZZZBZX | [10 empty] | 3120.04 | 111.43 | 28 | 14 | 0.89 | 5000 | 82 | [13 empty] | No | [9 empty] | AC | Updated on 10/31/2019
Solid State Lighting | 5 | PWCSHA7K | Saylite/Texas Fluorescents Reinvented | Saylite | JSR96L68W9400LDMV30K | Indoor Luminaires | Linear Ambient | Direct Linear Ambient Luminaires |  |  |  | Standard | [16 empty] | 2016-09-30 | No | Not Dimmable | [23 empty] | WWWANL | [10 empty] | 9010 | 132.5 | 68 | 20 | 0.9 | 3000 | 82.2 |  |  |  |  | 8 | [8 empty] | No | [9 empty] | AC | Updated on 10/31/2019
Solid State Lighting | 5 | PWDVSD1J | Saylite/Texas Fluorescents Reinvented | Saylite | CBF14LF35W4600DMV30K [Qualified at 120V] | Indoor Luminaires | Troffer | 1x4 Luminaires for Ambient Lighting of Interior Commercial Spaces |  |  |  | Standard | [16 empty] | 2017-02-03 | Yes | Continuous Dimming to 10% or below | [23 empty] | YYYBKV | [10 empty] | 4280 | 122.29 | 35 | 8.2 | 0.99 | 3000 | 83 | [6 empty] | TRUE | [6 empty] | No | [9 empty] | AC | Updated on 10/31/2019
Solid State Lighting | 5 | PWDWMW5J | Saylite/Texas Fluorescents Reinvented | Saylite | UCLL24LJ32W4350LDMV50K | Indoor Luminaires | Troffer | 2x4 Luminaires for Ambient Lighting of Interior Commercial Spaces |  |  |  | Standard | [16 empty] | 2018-07-18 | Not Yet Verified | Continuous Dimming to 10% or below | [23 empty] | ZZZBZX | [10 empty] | 4248.53 | 132.77 | 32 | 14 | 0.89 | 5000 | 82 | [13 empty] | No | [9 empty] | AC | Updated on 10/31/2019
Solid State Lighting | 5 | PWE22KMQ | Saylite/Texas Fluorescents Reinvented | Fleco Industries | HIL48LX170W25000LDMV40Koooo (except WG) | Indoor Luminaires | High-Bay | High-Bay Luminaires for Commercial and Industrial Buildings |  |  |  | Premium | [16 empty] | 2020-06-23 | Yes | Continuous Dimming to 10% or below | [23 empty] | TTTVRK | [10 empty] | 26760.1 | 157.412 | 170 | 8.61 | 0.977 | 4000 | 83 | [13 empty] | No | [9 empty] | AC |  | 120 | 277 |  |  | 26760.1 | 170
Solid State Lighting | 5.1 | PWE2IBFI | Saylite/Texas Fluorescents Reinvented | Saylite | CITE48LFRY30WDMV35K | Indoor Luminaires | Linear Ambient | Direct Linear Ambient Luminaires |  |  |  | Standard | [16 empty] | 2021-04-28 | Yes | Continuous Dimming to 10% or below | Energy Monitoring, High-end Trim, Autani Energy Center, Avi-on, Douglas Dialog, Enlighted IOT System, Lutron- Vive, McWoing TruBlu, Nedap Luxon, Signify Easysense | Daylight Sensor, Occupancy Sensor, Multifunction Sensor, Integral Sensor Receptacle | 0-10V Analog,DALI,DMX | Zigbee, Bluetooth, Wifi | No | No | Yes | Yes | Yes | Yes | Autani Energy Center, Avi-on, Douglas Dialog, Enlighted IOT System, Lutron- Vive, McWoing TruBlu, Nedap Luxon, Signify Easysense | Yes | Yes | No | Yes | Yes | Yes | No | No | Yes | Yes | Yes |  | BBBFSF | [10 empty] | 4758.71 | 158.624 | 30 | 9.5 | 0.902 | 3500 | 84 | 10 | 84 | 98 | -11 | 4 | 4.0 ft |  |  |  | No | No | No | No | No | [9 empty] | AC |  | 120 | 277 |  |  | 4758.71 | 30
Solid State Lighting | 5 | PWE4FCRG | Saylite/Texas Fluorescents Reinvented | Saylite | 131A22LF28W3000LDMV50K | Indoor Luminaires | Troffer | 2x2 Luminaires for Ambient Lighting of Interior Commercial Spaces |  |  |  | Standard | [16 empty] | 2017-02-03 | No | Continuous Dimming to 10% or below | [23 empty] | YYYBLD | [10 empty] | 3083 | 110 | 28 | 6.8 | 0.994 | 5000 | 84 | [13 empty] | No | [9 empty] | AC | Updated on 10/31/2019
Solid State Lighting | 5.1 | PWEEOKBD | Saylite/Texas Fluorescents Reinvented | Saylite | CITE48LFRY30WDMV30K | Indoor Luminaires | Linear Ambient | Direct Linear Ambient Luminaires |  |  |  | Standard | [16 empty] | 2021-04-28 | Yes | Continuous Dimming to 10% or below | Energy Monitoring, High-end Trim, Autani Energy Center, Avi-on, Douglas Dialog, Enlighted IOT System, Lutron- Vive, McWoing TruBlu, Nedap Luxon, Signify Easysense | Daylight Sensor, Occupancy Sensor, Multifunction Sensor, Integral Sensor Receptacle | 0-10V Analog,DALI,DMX | Zigbee, Bluetooth, Wifi | No | No | Yes | Yes | Yes | Yes | Autani Energy Center, Avi-on, Douglas Dialog, Enlighted IOT System, Lutron- Vive, McWoing TruBlu, Nedap Luxon, Signify Easysense | Yes | Yes | No | Yes | Yes | Yes | No | No | Yes | Yes | Yes |  | BBBFSF | [10 empty] | 4540.12 | 151.337 | 30 | 9.5 | 0.902 | 3000 | 84 | 10 | 84 | 98 | -11 | 4 | 4.0 ft |  |  |  | No | No | No | No | No | [9 empty] | AC |  | 120 | 277 |  |  | 4540.12 | 30
Solid State Lighting | 5 | PWEO2MBQ | Saylite/Texas Fluorescents Reinvented | Fleco Industries | HILFR24LX100W15000LDMV30Koooo (except WG) | Indoor Luminaires | High-Bay | High-Bay Luminaires for Commercial and Industrial Buildings |  |  |  | Premium | [16 empty] | 2020-06-23 | Yes | Continuous Dimming to 10% or below | [23 empty] | TTTVRK | [10 empty] | 14300 | 143 | 100 | 9.45 | 0.966 | 3000 | 83 | [13 empty] | No | [9 empty] | AC |  | 120 | 277 |  |  | 14300 | 100
Solid State Lighting | 5.1 | PWES6T8I | Saylite/Texas Fluorescents Reinvented | Saylite | 209A96LY30WDMV40Koooo | Indoor Luminaires | Linear Ambient | Direct Linear Ambient Luminaires |  |  |  | Standard | [16 empty] | 2021-11-02 | No | Continuous Dimming to 10% or below | No Control Capability | No Sensor | 0-10V Analog | No Wireless Protocol | No | No | No | No | No | No |  | No | No | No | Yes | No | No | No | No | No | No | No | No | VVVZVR | [10 empty] | 5039 | 166.19 | 30.3 | 9.2 | 0.916 | 4000 | 84 | 10 | 84 | 97 | -11 | 8 | 8.0 ft |  |  |  | No | No | No | No | No | [9 empty] | AC |  | 120 | 277 |  |  | 5039 | 30.3
Solid State Lighting | 5 | PWETYF4J | Saylite/Texas Fluorescents Reinvented | Saylite | CRSR96LT82W8900LDMVxxx30K | Indoor Luminaires | Linear Ambient | Direct Linear Ambient Luminaires |  |  |  | Standard | [16 empty] | 2017-06-12 | Yes | Continuous Dimming to 10% or below | [23 empty] | EAEEZR | [10 empty] | 9836 | 119.66 | 82.2 | 12 | 0.93 | 3000 | 84 |  |  |  |  | 8 | 8.0 ft | TRUE | [6 empty] | No | [9 empty] | AC | Updated on 10/31/2019
Solid State Lighting | 5 | PWFCGBYY | Saylite/Texas Fluorescents Reinvented | Saylite | 209A24LF30W3600LDMV40K | Indoor Luminaires | Linear Ambient | Direct Linear Ambient Luminaires |  |  |  | Standard | [16 empty] | 2017-03-24 | Yes | Continuous Dimming to 10% or below | [23 empty] | VAVWHW | [10 empty] | 3630 | 115.24 | 31.5 | 7.84 | 1 | 4000 | 84 |  |  |  |  | 2 | 2.0 ft | [7 empty] | No | [9 empty] | AC | Updated on 10/31/2019
Solid State Lighting | 5.1 | PWFP8AT1 | Saylite/Texas Fluorescents Reinvented | Saylite | C48LFRY45WD(D,G,DALI,DEXAL,SR)MV35Koooo | Indoor Luminaires | Linear Ambient | Direct Linear Ambient Luminaires |  |  |  | Standard | [16 empty] | 2021-09-30 | Yes | Continuous Dimming to 10% or below | LLLC,Energy Monitoring,High End Trim | Multifunction Sensor, Sensor Receptacle, Daylight Sensing, Occupancy Sensing | 0-10V Analog, DALI, DMX, Phase Cut | Zigbee,Bluetooth,WiFi | No | No | Yes | Yes | Yes | Yes | Autani Energy Center, Avi-on, Douglas Dialog, Enlighted IOT System, Lutron- Vive, McWoing TruBlu, Nedap Luxon, Signify Easysense | Yes | Yes | No | Yes | Yes | Yes | Yes | No | Yes | Yes | Yes | No | RRRWGM | [10 empty] | 6663 | 148.07 | 45 | 13.2 | 0.898 | 3500 | 84 | 9 | 83 | 98 | -11 | 4 |  |  |  |  | No | No | No | No | No | [9 empty] | AC |  | 120 | 277 |  |  | 6663 | 45
Solid State Lighting | 5.1 | PWGZKQZL | Saylite/Texas Fluorescents Reinvented | Saylite | 209A24LY15WDMV50Koooo | Indoor Luminaires | Linear Ambient | Direct Linear Ambient Luminaires |  |  |  | Standard | [16 empty] | 2021-11-02 | No | Continuous Dimming to 10% or below | No Control Capability | No Sensor | 0-10V Analog | No Wireless Protocol | No | No | No | No | No | No |  | No | No | No | Yes | No | No | No | No | No | No | No | No | VVVZVR | [10 empty] | 2147 | 140.78 | 15.3 | 9.6 | 0.909 | 5000 | 84 | 19 | 82 | 97 | -11 | 2 | 2.0 ft |  |  |  | No | No | No | No | No | [9 empty] | AC |  | 120 | 277 |  |  | 2147 | 15.3
Solid State Lighting | 5 | PWJ35C4P | Saylite/Texas Fluorescents Reinvented | Saylite | HIL48LA280W40000LDMVxxx40Koooo | Indoor Luminaires | High-Bay | High-Bay Luminaires for Commercial and Industrial Buildings |  |  |  | Standard | [16 empty] | 2017-05-15 | Yes | Continuous Dimming to 10% or below | [23 empty] | KKKZVA | [10 empty] | 40726 | 144.93 | 281 | 6.5 | 0.98 | 4000 | 82 | [13 empty] | No | [9 empty] | AC | Product delisted 1/31/2018 relisted on 05/22/2018, Updated on 10/31/2019
Solid State Lighting | 5 | PWJP745K | Saylite/Texas Fluorescents Reinvented | Saylite | CBF24LF22W3100LDMV50K | Indoor Luminaires | Troffer | 2x4 Luminaires for Ambient Lighting of Interior Commercial Spaces |  |  |  | Standard | [16 empty] | 2017-02-03 | Yes | Continuous Dimming to 10% or below | [23 empty] | YYYBKX | [10 empty] | 3239 | 141.44 | 22.9 | 8.5 | 0.99 | 5000 | 84 | [13 empty] | No | [9 empty] | AC | Updated on 10/31/2019
Solid State Lighting | 5.1 | PWKO00VN | Saylite/Texas Fluorescents Reinvented | Saylite | 207A224LY25WDMV35Koooo | Indoor Luminaires | Linear Ambient | Direct Linear Ambient Luminaires |  |  |  | Standard | [16 empty] | 2021-11-02 | No | Continuous Dimming to 10% or below | No Control Capability | No Sensor | 0-10V Analog | No Wireless Protocol | No | No | No | No | No | No |  | No | No | No | Yes | No | No | No | No | No | No | No | No | VVVZVR | [10 empty] | 3262 | 130.46 | 25 | 9.6 | 0.909 | 3500 | 85 | 14 | 84 | 98 | -10 | 2 | 2.0 ft |  |  |  | No | No | No | No | No | [9 empty] | AC |  | 120 | 277 |  |  | 3262 | 25
Solid State Lighting | 5.1 | PWLI8NX2 | Saylite/Texas Fluorescents Reinvented | Saylite | 200A224LY15WDMV40Koooo | Indoor Luminaires | Linear Ambient | Direct Linear Ambient Luminaires |  |  |  | Standard | [16 empty] | 2021-11-02 | No | Continuous Dimming to 10% or below | No Control Capability | No Sensor | 0-10V Analog | No Wireless Protocol | No | No | No | No | No | No |  | No | No | No | Yes | No | No | No | No | No | No | No | No | VVVZVR | [10 empty] | 2147 | 140.78 | 15.3 | 9.6 | 0.909 | 4000 | 85 | 14 | 84 | 98 | -10 | 2 | 2.0 ft |  |  |  | No | No | No | No | No | [9 empty] | AC |  | 120 | 277 |  |  | 2147 | 15.3
Solid State Lighting | 5.1 | PWLUEENY | Saylite/Texas Fluorescents Reinvented | Saylite | C96LFRY60WD(D,G,DALI,DEXAL,SR)MV40Koooo | Indoor Luminaires | Linear Ambient | Direct Linear Ambient Luminaires |  |  |  | Standard | [16 empty] | 2021-09-30 | Yes | Continuous Dimming to 10% or below | LLLC,Energy Monitoring,High End Trim | Multifunction Sensor, Sensor Receptacle, Daylight Sensing, Occupancy Sensing | 0-10V Analog, DALI, DMX, Phase Cut | Zigbee,Bluetooth,WiFi | No | No | Yes | Yes | Yes | Yes | Autani Energy Center, Avi-on, Douglas Dialog, Enlighted IOT System, Lutron- Vive, McWoing TruBlu, Nedap Luxon, Signify Easysense | Yes | Yes | No | Yes | Yes | Yes | Yes | No | Yes | Yes | Yes | No | RRRWGM | [10 empty] | 9546 | 155.77 | 61.28 | 13.2 | 0.898 | 4000 | 84 | 9 | 83 | 98 | -11 | 8 |  |  |  |  | No | No | No | No | No | [9 empty] | AC |  | 120 | 277 |  |  | 9546 | 61.28
Solid State Lighting | 5 | PWMCBBXR | Saylite/Texas Fluorescents Reinvented | Saylite | UCLL24LF48W4800LDMV40K | Indoor Luminaires | Troffer | 2x4 Luminaires for Ambient Lighting of Interior Commercial Spaces |  |  |  | Standard | [16 empty] | 2016-02-03 | No | Continuous Dimming to 10% or below | [23 empty] | KKKYHA | [10 empty] | 5448 | 111.3 | 48.97 | 5.09 | 0.998 | 4000 | 83.3 | [13 empty] | No | [9 empty] | AC | Updated on 10/31/2019
Solid State Lighting | 5.1 | PWMHXVR6 | Saylite/Texas Fluorescents Reinvented | Saylite | C48LFRY30WD(D,G,DALI,DEXAL,SR)MV35Koooo | Indoor Luminaires | Linear Ambient | Direct Linear Ambient Luminaires |  |  |  | Standard | [16 empty] | 2021-09-30 | Yes | Continuous Dimming to 10% or below | LLLC,Energy Monitoring,High End Trim | Multifunction Sensor, Sensor Receptacle, Daylight Sensing, Occupancy Sensing | 0-10V Analog, DALI, DMX, Phase Cut | Zigbee,Bluetooth,WiFi | No | No | Yes | Yes | Yes | Yes | Autani Energy Center, Avi-on, Douglas Dialog, Enlighted IOT System, Lutron- Vive, McWoing TruBlu, Nedap Luxon, Signify Easysense | Yes | Yes | No | Yes | Yes | Yes | Yes | No | Yes | Yes | Yes | No | RRRWGM | [10 empty] | 4674 | 152.54 | 30.64 | 13.2 | 0.898 | 3500 | 84 | 9 | 83 | 98 | -11 | 4 |  |  |  |  | No | No | No | No | No | [9 empty] | AC |  | 120 | 277 |  |  | 4674 | 30.64
Solid State Lighting | 5 | PWMVMUYR | Saylite/Texas Fluorescents Reinvented | Saylite | SS213A48LE57W6900LDMV40K-xx | Outdoor Luminaires | Mid Output | Stairwell and Passageway Luminaires |  |  |  | Premium | [16 empty] | 2017-02-03 | Yes | Continuous Dimming to 10% or below | [23 empty] | YYYBKU | [10 empty] | 6858 | 118.32 | 57.96 | 7.6 | 0.99 | 4000 | 82 | [13 empty] | No | [9 empty] | AC | Updated on 10/31/2019
Solid State Lighting | 5.1 | PWN82GUB | Saylite/Texas Fluorescents Reinvented | Saylite | (SS,SV,SD,SM)CBF22LY15WDMV40Koooo | Indoor Luminaires | Troffer | 2x2 Luminaires for Ambient Lighting of Interior Commercial Spaces |  |  |  | Standard | [16 empty] | 2021-07-29 | Yes | Continuous Dimming to 10% or below | Autani Energy Center, Avi-on, Douglas Dialog, Enlighted IOT System, Lutron- Vive, McWoing TruBlu, Nedap Luxon, Signify Easysense | Multifunction Sensor,Sensor Receptacle,Daylight Sensor,Occupancy Sensing | 0-10V Analog | Zigbee,Bluetooth,WiFi | No | No | Yes | Yes | Yes | Yes | Autani Energy Center, Avi-on, Douglas Dialog, Enlighted IOT System, Lutron- Vive, McWoing TruBlu, Nedap Luxon, Signify Easysense | No | No | No | Yes | No | No | No |  | Yes | Yes | Yes | No | JJJOWB | [10 empty] | 2112.99 | 137.207 | 15.4 | 8.8 | 0.91 | 4000 | 83 | 9 | 84 | 97 | -11 | [5 empty] | No | No | No | No | No | [9 empty] | AC |  | 120 | 277 |  |  | 2112.99 | 15.4
Solid State Lighting | 5.1 | PWN8CY3R | Saylite/Texas Fluorescents Reinvented | Saylite | 209A48LY20WDMV50Koooo | Indoor Luminaires | Linear Ambient | Direct Linear Ambient Luminaires |  |  |  | Standard | [16 empty] | 2021-11-02 | No | Continuous Dimming to 10% or below | No Control Capability | No Sensor | 0-10V Analog | No Wireless Protocol | No | No | No | No | No | No |  | No | No | No | Yes | No | No | No | No | No | No | No | No | VVVZVR | [10 empty] | 3307 | 165.37 | 20 | 9.2 | 0.916 | 5000 | 84 | 13 | 82 | 96 | -12 | 4 | 4.0 ft |  |  |  | No | No | No | No | No | [9 empty] | AC |  | 120 | 277 |  |  | 3307 | 20
Solid State Lighting | 5 | PWNDZ4NZ | Saylite/Texas Fluorescents Reinvented | Saylite | 555A48LF57W6900LDMV30K | Indoor Luminaires | Linear Ambient | Direct Linear Ambient Luminaires |  |  |  | Standard | [16 empty] | 2017-02-03 | Yes | Continuous Dimming to 10% or below | [23 empty] | YYYBKU | [10 empty] | 6540 | 112.84 | 57.96 | 7.6 | 0.99 | 3061 | 82 |  |  |  |  | 4 | 4.0 ft | TRUE | [6 empty] | No | [9 empty] | AC | Only qualified in ceiling-mounted configuration, Updated on 10/31/2019
Solid State Lighting | 5.1 | PWO4M84Q | Saylite/Texas Fluorescents Reinvented | Saylite | CITE48LFRY52WDMV30K | Indoor Luminaires | Linear Ambient | Direct Linear Ambient Luminaires |  |  |  | Standard | [16 empty] | 2021-04-28 | Yes | Continuous Dimming to 10% or below | Energy Monitoring, High-end Trim, Autani Energy Center, Avi-on, Douglas Dialog, Enlighted IOT System, Lutron- Vive, McWoing TruBlu, Nedap Luxon, Signify Easysense | Daylight Sensor, Occupancy Sensor, Multifunction Sensor, Integral Sensor Receptacle | 0-10V Analog,DALI,DMX | Zigbee, Bluetooth, Wifi | No | No | Yes | Yes | Yes | Yes | Autani Energy Center, Avi-on, Douglas Dialog, Enlighted IOT System, Lutron- Vive, McWoing TruBlu, Nedap Luxon, Signify Easysense | Yes | Yes | No | Yes | Yes | Yes | No | No | Yes | Yes | Yes |  | BBBFSF | [10 empty] | 7552.4 | 145.238 | 52 | 9.5 | 0.902 | 3000 | 84 | 10 | 84 | 98 | -11 | 4 | 4.0 ft |  |  |  | No | No | No | No | No | [9 empty] | AC |  | 120 | 277 |  |  | 7552.4 | 52
Solid State Lighting | 5 | PWP6JBOG | Saylite/Texas Fluorescents Reinvented | Fleco Industries | HILFR48LX275W40000LDMV50Koooo (except WG) | Indoor Luminaires | High-Bay | High-Bay Luminaires for Commercial and Industrial Buildings |  |  |  | Premium | [16 empty] | 2020-06-23 | Yes | Continuous Dimming to 10% or below | [23 empty] | TTTVRK | [10 empty] | 40329.8 | 146.654 | 275 | 7.92 | 0.978 | 5000 | 83 | [13 empty] | No | [9 empty] | AC |  | 120 | 277 |  |  | 40329.8 | 275
Solid State Lighting | 5.1 | PWPJP1SU | Saylite/Texas Fluorescents Reinvented | Saylite | CITE48LFRY35WDMV40K | Indoor Luminaires | Linear Ambient | Direct Linear Ambient Luminaires |  |  |  | Standard | [16 empty] | 2021-04-28 | Yes | Continuous Dimming to 10% or below | Energy Monitoring, High-end Trim, Autani Energy Center, Avi-on, Douglas Dialog, Enlighted IOT System, Lutron- Vive, McWoing TruBlu, Nedap Luxon, Signify Easysense | Daylight Sensor, Occupancy Sensor, Multifunction Sensor, Integral Sensor Receptacle | 0-10V Analog,DALI,DMX | Zigbee, Bluetooth, Wifi | No | No | Yes | Yes | Yes | Yes | Autani Energy Center, Avi-on, Douglas Dialog, Enlighted IOT System, Lutron- Vive, McWoing TruBlu, Nedap Luxon, Signify Easysense | Yes | Yes | No | Yes | Yes | Yes | No | No | Yes | Yes | Yes |  | BBBFSF | [10 empty] | 5487.26 | 156.779 | 35 | 9.5 | 0.902 | 4000 | 84 | 10 | 84 | 98 | -11 | 4 | 4.0 ft |  |  |  | No | No | No | No | No | [9 empty] | AC |  | 120 | 277 |  |  | 5487.26 | 35
Solid State Lighting | 5.1 | PWPKIBOV | Saylite/Texas Fluorescents Reinvented | Saylite | 209A96LY30WDMV35Koooo | Indoor Luminaires | Linear Ambient | Direct Linear Ambient Luminaires |  |  |  | Standard | [16 empty] | 2021-11-02 | No | Continuous Dimming to 10% or below | No Control Capability | No Sensor | 0-10V Analog | No Wireless Protocol | No | No | No | No | No | No |  | No | No | No | Yes | No | No | No | No | No | No | No | No | VVVZVR | [10 empty] | 4934 | 162.75 | 30.3 | 9.2 | 0.916 | 3500 | 84 | 10 | 84 | 97 | -11 | 8 | 8.0 ft |  |  |  | No | No | No | No | No | [9 empty] | AC |  | 120 | 277 |  |  | 4934 | 30.3
Solid State Lighting | 5.1 | PWS0O4E9 | Saylite/Texas Fluorescents Reinvented | Saylite | (SS,SV,SD,SM)UCLL14LY25W(D,G,DALI,DEXAL,SR)(MV or 120)50Koooo | Indoor Luminaires | Troffer | 1x4 Luminaires for Ambient Lighting of Interior Commercial Spaces |  |  |  | Premium | [16 empty] | 2021-07-29 | Yes | Continuous Dimming to 10% or below | Autani Energy Center, Avi-on, Douglas Dialog, Enlighted IOT System, Lutron- Vive, McWoing TruBlu, Nedap Luxon, Signify Easysense | Multifunction Sensor,Sensor Receptacle,Daylight Sensor,Occupancy Sensing | 0-10V Analog,DALI,DMX | Zigbee,Bluetooth,WiFi | No | No | Yes | Yes | Yes | Yes | Autani Energy Center, Avi-on, Douglas Dialog, Enlighted IOT System, Lutron- Vive, McWoing TruBlu, Nedap Luxon, Signify Easysense | No | No | No | Yes | Yes | Yes | No |  | Yes | Yes | Yes | No | JJJOWA | [10 empty] | 3516.6 | 140.664 | 25 | 9.1 | 0.911 | 5000 | 83 | 11 | 82 | 95 | -12 | [5 empty] | No | No | No | No | No | [9 empty] | AC |  | 120 | 277 |  |  | 3516.6 | 25
Solid State Lighting | 5.1 | PWSEZ4AH | Saylite/Texas Fluorescents Reinvented | Saylite | S96LFRY30WD(D,G,DALI,DEXAL,SR)MV50Koooo | Indoor Luminaires | Linear Ambient | Direct Linear Ambient Luminaires |  |  |  | Standard | [16 empty] | 2021-09-30 | Yes | Continuous Dimming to 10% or below | LLLC,Energy Monitoring,High End Trim | Multifunction Sensor, Sensor Receptacle, Daylight Sensing, Occupancy Sensing | 0-10V Analog, DALI, DMX, Phase Cut | Zigbee,Bluetooth,WiFi | No | No | Yes | Yes | Yes | Yes | Autani Energy Center, Avi-on, Douglas Dialog, Enlighted IOT System, Lutron- Vive, McWoing TruBlu, Nedap Luxon, Signify Easysense | Yes | Yes | No | Yes | Yes | Yes | Yes | No | Yes | Yes | Yes | No | RRRWGM | [10 empty] | 4655 | 158.24 | 29.42 | 9.4 | 0.991 | 5000 | 83 | 12 | 82 | 97 | -12 | 8 |  |  |  |  | No | No | No | No | No | [9 empty] | AC |  | 120 | 277 |  |  | 4655 | 29.42
Solid State Lighting | 5 | PWSSKUUW | Saylite/Texas Fluorescents Reinvented | Saylite | C48LF48W6500LDMV50K | Indoor Luminaires | Linear Ambient | Direct Linear Ambient Luminaires |  |  |  | Standard | [16 empty] | 2017-02-03 | Yes | Continuous Dimming to 10% or below | [23 empty] | YYYBLC | [10 empty] | 6665 | 138.85 | 48 | 5.07 | 1 | 5000 | 83 |  |  |  |  | 4 | 4.0 ft | [7 empty] | No | [9 empty] | AC | Updated on 10/31/2019
Solid State Lighting | 5 | PWSVYTYG | Saylite/Texas Fluorescents Reinvented | Saylite | 131A14LF30W3600LDMV50K | Indoor Luminaires | Troffer | 1x4 Luminaires for Ambient Lighting of Interior Commercial Spaces |  |  |  | Standard | [16 empty] | 2017-02-03 | Yes | Continuous Dimming to 10% or below | [23 empty] | YYYBLB | [10 empty] | 3695 | 123.17 | 30 | 8.4 | 0.99 | 5000 | 83 | [13 empty] | No | [9 empty] | AC | Updated on 10/31/2019
Solid State Lighting | 5 | PWT74ACG | Saylite/Texas Fluorescents Reinvented | Fleco Industries | HIL24LX135W20000LDMV35Koooo (except WG) | Indoor Luminaires | High-Bay | High-Bay Luminaires for Commercial and Industrial Buildings |  |  |  | Premium | [16 empty] | 2020-06-23 | Yes | Continuous Dimming to 10% or below | [23 empty] | TTTVRK | [10 empty] | 20550 | 152.222 | 135 | 9.3 | 0.97 | 3500 | 83 | [13 empty] | No | [9 empty] | AC |  | 120 | 277 |  |  | 20550 | 135
Solid State Lighting | 5.1 | PWT7KXHH | Saylite/Texas Fluorescents Reinvented | Saylite | 200A296LY108WDMV50Koooo | Indoor Luminaires | Linear Ambient | Direct Linear Ambient Luminaires |  |  |  | Standard | [16 empty] | 2021-11-02 | No | Continuous Dimming to 10% or below | No Control Capability | No Sensor | 0-10V Analog | No Wireless Protocol | No | No | No | No | No | No |  | No | No | No | Yes | No | No | No | No | No | No | No | No | VVVZVR | [10 empty] | 16564 | 155.18 | 106.7 | 13.2 | 0.898 | 5000 | 84 | 13 | 82 | 96 | -12 | 8 | 8.0 ft |  |  |  | No | No | No | No | No | [9 empty] | AC |  | 120 | 277 |  |  | 16564 | 106.7
Solid State Lighting | 5 | PWTNAQCX | Saylite/Texas Fluorescents Reinvented | Saylite | CRSR96LT116W13400LDMVxxx35K | Indoor Luminaires | Linear Ambient | Direct Linear Ambient Luminaires |  |  |  | Standard | [16 empty] | 2017-06-12 | Yes | Continuous Dimming to 10% or below | [23 empty] | EAEEZR | [10 empty] | 13516 | 116.12 | 116.4 | 3.8 | 0.98 | 3500 | 84 |  |  |  |  | 8 | 8.0 ft | [7 empty] | No | [9 empty] | AC | Updated on 10/31/2019
Solid State Lighting | 5.1 | PWTNYLO5 | Saylite/Texas Fluorescents Reinvented | Saylite | 209A48LY50WDMV35Koooo | Indoor Luminaires | Linear Ambient | Direct Linear Ambient Luminaires |  |  |  | Standard | [16 empty] | 2021-11-02 | No | Continuous Dimming to 10% or below | No Control Capability | No Sensor | 0-10V Analog | No Wireless Protocol | No | No | No | No | No | No |  | No | No | No | Yes | No | No | No | No | No | No | No | No | VVVZVR | [10 empty] | 7681 | 153.63 | 50 | 13.2 | 0.898 | 3500 | 84 | 9 | 84 | 97 | -11 | 4 | 4.0 ft |  |  |  | No | No | No | No | No | [9 empty] | AC |  | 120 | 277 |  |  | 7681 | 50
Solid State Lighting | 5 | PWWSJCDV | Saylite/Texas Fluorescents Reinvented | Saylite | C96LFRF48W6000LDMV35K | Indoor Luminaires | Linear Ambient | Direct Linear Ambient Luminaires |  |  |  | Standard | [16 empty] | 2017-02-03 | Yes | Continuous Dimming to 10% or below | [23 empty] | YYYBLC | [10 empty] | 5765 | 120.1 | 48 | 5.14 | 1 | 3500 | 84 |  |  |  |  | 8 | 8.0 ft | [7 empty] | No | [9 empty] | AC | Updated on 10/31/2019
Solid State Lighting | 5.1 | PWWUHK58 | Saylite/Texas Fluorescents Reinvented | Saylite | C48LY54WD(D,G,DALI,DEXAL,SR)MV40Koooo | Indoor Luminaires | Linear Ambient | Direct Linear Ambient Luminaires |  |  |  | Standard | [16 empty] | 2021-09-30 | Yes | Continuous Dimming to 10% or below | LLLC,Energy Monitoring,High End Trim | Multifunction Sensor, Sensor Receptacle, Daylight Sensing, Occupancy Sensing | 0-10V Analog, DALI, DMX, Phase Cut | Zigbee,Bluetooth,WiFi | No | No | Yes | Yes | Yes | Yes | Autani Energy Center, Avi-on, Douglas Dialog, Enlighted IOT System, Lutron- Vive, McWoing TruBlu, Nedap Luxon, Signify Easysense | Yes | Yes | No | Yes | Yes | Yes | Yes | No | Yes | Yes | Yes | No | RRRWGM | [10 empty] | 8557 | 160.42 | 53.34 | 10 | 0.994 | 4000 | 83 | 7 | 83 | 98 | -11 | 4 |  |  |  |  | No | No | No | No | No | [9 empty] | AC |  | 120 | 277 |  |  | 8557 | 53.34
Solid State Lighting | 5.1 | PWWYOJKG | Saylite/Texas Fluorescents Reinvented | Saylite | THLPFR20X48LB168DMVWH40Koooo | Indoor Luminaires | High-Bay | High-Bay Luminaires for Commercial and Industrial Buildings |  |  | TRUE | Standard |  | 120 | 24624.2 | 149.8 | 164.4 | 5.5 | 0.972 | 4080 | 83 | 7 | 82 | 95 | -12 | 0.0011 | 5 | 50000 | 2021-06-02 | Yes | Continuous Dimming to 10% or below | No Control Capability | Multifunction Sensor, Daylight Sensing, Occupancy Sensing | 0-10V Analog | No Wireless Protocol | No | No | Yes | No | Yes | Yes |  | No | No | No | Yes | No | No | No | No | No | No | No | No | QQQVFF | [10 empty] | 24657 | 150 | 164.4 | 5.5 | 0.972 | 4000 | 83 | 7 | 82 | 95 | -12 | [5 empty] | No | No | No | No | No | [9 empty] | AC |  | 120 | 277 |  |  | 24657 | 164.4
Solid State Lighting | 5 | PWY41H4M | Saylite/Texas Fluorescents Reinvented | Saylite | C96LFRF48W6000LDMV30K | Indoor Luminaires | Linear Ambient | Direct Linear Ambient Luminaires |  |  |  | Standard | [16 empty] | 2017-02-03 | Yes | Continuous Dimming to 10% or below | [23 empty] | YYYBLC | [10 empty] | 5670 | 118.13 | 48 | 5.14 | 1 | 3000 | 84 |  |  |  |  | 8 | 8.0 ft | TRUE | [6 empty] | No | [9 empty] | AC | Updated on 10/31/2019
Solid State Lighting | 5 | PWY89FMZ | Saylite/Texas Fluorescents Reinvented | Saylite | CBF14LF40W5100DMV50K [Qualified at 120V] | Indoor Luminaires | Troffer | 1x4 Luminaires for Ambient Lighting of Interior Commercial Spaces |  |  |  | Standard | [16 empty] | 2017-02-03 | Yes | Continuous Dimming to 10% or below | [23 empty] | YYYBKV | [10 empty] | 5295 | 132.38 | 40 | 8.2 | 0.99 | 5000 | 84 | [13 empty] | No | [9 empty] | AC | Updated on 10/31/2019
Solid State Lighting | 5 | PWZIPAH9 | Saylite/Texas Fluorescents Reinvented | Saylite/Texas Fluorescents reinvented | CLWD3SF96LQ50W7200LDMV35KWH[PI1,PI2,PI3D,WP,WP10,EM] | Indoor Luminaires | Linear Ambient | Direct Linear Ambient Luminaires |  |  | TRUE | Premium |  | 120 | 7172 | 147 | 48.8 | 8.4 | 0.94 | 3520 | 84 | [5 empty] | 5 |  | 2019-11-21 | No | Continuous Dimming to 10% or below | [23 empty] | XXXDRT | [10 empty] | 7172 | 147 | 48.8 | 8.4 | 0.94 | 3500 | 84 |  |  |  |  | 8 | 8.0 ft | [7 empty] | No | [9 empty] | AC |  | 120 | 277 |  |  | 7172 | 48.8
Solid State Lighting | 5.1 | PX0FCEEP | Saylite/Texas Fluorescents Reinvented | Saylite | 207A248LY25WDMV30Koooo | Indoor Luminaires | Linear Ambient | Direct Linear Ambient Luminaires |  |  |  | Standard | [16 empty] | 2021-11-02 | No | Continuous Dimming to 10% or below | No Control Capability | No Sensor | 0-10V Analog | No Wireless Protocol | No | No | No | No | No | No |  | No | No | No | Yes | No | No | No | No | No | No | No | No | VVVZVR | [10 empty] | 3843 | 153.74 | 25 | 9.2 | 0.916 | 3000 | 84 | 10 | 84 | 97 | -11 | 4 | 4.0 ft |  |  |  | No | No | No | No | No | [9 empty] | AC |  | 120 | 277 |  |  | 3843 | 25
Solid State Lighting | 5.1 | PX0TNB1Z | Saylite/Texas Fluorescents Reinvented | Saylite | C48LY30WD(D,G,DALI,DEXAL,SR)MV35Koooo | Indoor Luminaires | Linear Ambient | Direct Linear Ambient Luminaires |  |  |  | Standard | [16 empty] | 2021-09-30 | Yes | Continuous Dimming to 10% or below | LLLC,Energy Monitoring,High End Trim | Multifunction Sensor, Sensor Receptacle, Daylight Sensing, Occupancy Sensing | 0-10V Analog, DALI, DMX, Phase Cut | Zigbee,Bluetooth,WiFi | No | No | Yes | Yes | Yes | Yes | Autani Energy Center, Avi-on, Douglas Dialog, Enlighted IOT System, Lutron- Vive, McWoing TruBlu, Nedap Luxon, Signify Easysense | Yes | Yes | No | Yes | Yes | Yes | Yes | No | Yes | Yes | Yes | No | RRRWGM | [10 empty] | 5081 | 165.83 | 30.64 | 10 | 0.994 | 3500 | 83 | 8 | 83 | 98 | -11 | 4 |  |  |  |  | No | No | No | No | No | [9 empty] | AC |  | 120 | 277 |  |  | 5081 | 30.64
Solid State Lighting | 5.1 | PX1B93EF | Saylite/Texas Fluorescents Reinvented | Saylite | RKCIT48LY25WDMV30K | Indoor Retrofit Kit | Linear Ambient | Retrofit Kits for Direct Linear Ambient Luminaires | Luminaire Specific |  |  | Standard | [16 empty] | 2021-04-28 | Yes | Continuous Dimming to 10% or below | Energy Monitoring, High-end Trim, Autani Energy Center, Avi-on, Douglas Dialog, Enlighted IOT System, Lutron- Vive, McWoing TruBlu, Nedap Luxon, Signify Easysense | Daylight Sensor, Occupancy Sensor, Multifunction Sensor, Integral Sensor Receptacle | 0-10V Analog,DALI,DMX | Zigbee, Bluetooth, Wifi | No | No | Yes | Yes | Yes | Yes | Autani Energy Center, Avi-on, Douglas Dialog, Enlighted IOT System, Lutron- Vive, McWoing TruBlu, Nedap Luxon, Signify Easysense | Yes | Yes | No | Yes | Yes | Yes | No | No | Yes | Yes | Yes |  | BBBFSF | [10 empty] | 3520 | 140.8 | 25 | 9.5 | 0.902 | 3000 | 84 | 10 | 84 | 98 | -11 | 4 | 4.0 ft |  |  |  | No | No | No | No | No | [9 empty] | AC |  | 120 | 277 |  |  | 3520 | 25
Solid State Lighting | 5.1 | PX1G1RB2 | Saylite/Texas Fluorescents Reinvented | Saylite | 209A24LY25WDMV35Koooo | Indoor Luminaires | Linear Ambient | Direct Linear Ambient Luminaires |  |  |  | Standard | [16 empty] | 2021-11-02 | No | Continuous Dimming to 10% or below | No Control Capability | No Sensor | 0-10V Analog | No Wireless Protocol | No | No | No | No | No | No |  | No | No | No | Yes | No | No | No | No | No | No | No | No | VVVZVR | [10 empty] | 3262 | 130.46 | 25 | 9.6 | 0.909 | 3500 | 85 | 14 | 84 | 98 | -10 | 2 | 2.0 ft |  |  |  | No | No | No | No | No | [9 empty] | AC |  | 120 | 277 |  |  | 3262 | 25
Solid State Lighting | 5.1 | PX20OEGS | Saylite/Texas Fluorescents Reinvented | Saylite | C48LFRY45WD(D,G,DALI,DEXAL,SR)MV30Koooo | Indoor Luminaires | Linear Ambient | Direct Linear Ambient Luminaires |  |  |  | Standard | [16 empty] | 2021-09-30 | Yes | Continuous Dimming to 10% or below | LLLC,Energy Monitoring,High End Trim | Multifunction Sensor, Sensor Receptacle, Daylight Sensing, Occupancy Sensing | 0-10V Analog, DALI, DMX, Phase Cut | Zigbee,Bluetooth,WiFi | No | No | Yes | Yes | Yes | Yes | Autani Energy Center, Avi-on, Douglas Dialog, Enlighted IOT System, Lutron- Vive, McWoing TruBlu, Nedap Luxon, Signify Easysense | Yes | Yes | No | Yes | Yes | Yes | Yes | No | Yes | Yes | Yes | No | RRRWGM | [10 empty] | 6357 | 141.27 | 45 | 13.2 | 0.898 | 3000 | 84 | 9 | 83 | 98 | -11 | 4 |  |  |  |  | No | No | No | No | No | [9 empty] | AC |  | 120 | 277 |  |  | 6357 | 45
Solid State Lighting | 5.1 | PX24DTZ7 | Saylite/Texas Fluorescents Reinvented | Saylite | 207A248LY54WDMV50Koooo | Indoor Luminaires | Linear Ambient | Direct Linear Ambient Luminaires |  |  |  | Standard | [16 empty] | 2021-11-02 | No | Continuous Dimming to 10% or below | No Control Capability | No Sensor | 0-10V Analog | No Wireless Protocol | No | No | No | No | No | No |  | No | No | No | Yes | No | No | No | No | No | No | No | No | VVVZVR | [10 empty] | 8282 | 155.18 | 53.4 | 13.2 | 0.898 | 5000 | 84 | 13 | 82 | 96 | -12 | 4 | 4.0 ft |  |  |  | No | No | No | No | No | [9 empty] | AC |  | 120 | 277 |  |  | 8282 | 53.4
Solid State Lighting | 5 | PX3AP7UY | Saylite/Texas Fluorescents Reinvented | Saylite | C24LF24W3350LDMV40K | Indoor Luminaires | Linear Ambient | Direct Linear Ambient Luminaires |  |  |  | Standard | [16 empty] | 2017-03-24 | Yes | Continuous Dimming to 10% or below | [23 empty] | VAVWHV | [10 empty] | 3355 | 139.79 | 24 | 10.4 | 0.99 | 4000 | 84 |  |  |  |  | 2 | 2.0 ft | [7 empty] | No | [9 empty] | AC | Updated on 10/31/2019
Solid State Lighting | 5.1 | PX4I0J8G | Saylite/Texas Fluorescents Reinvented | Saylite | (SS,SV,SD,SM)CBF24LY54WDMV30Koooo | Indoor Luminaires | Troffer | 2x4 Luminaires for Ambient Lighting of Interior Commercial Spaces |  |  |  | Standard | [16 empty] | 2021-07-29 | Yes | Continuous Dimming to 10% or below | Autani Energy Center, Avi-on, Douglas Dialog, Enlighted IOT System, Lutron- Vive, McWoing TruBlu, Nedap Luxon, Signify Easysense | Multifunction Sensor,Sensor Receptacle,Daylight Sensor,Occupancy Sensing | 0-10V Analog | Zigbee,Bluetooth,WiFi | No | No | Yes | Yes | Yes | Yes | Autani Energy Center, Avi-on, Douglas Dialog, Enlighted IOT System, Lutron- Vive, McWoing TruBlu, Nedap Luxon, Signify Easysense | No | No | No | Yes | No | No | No |  | Yes | Yes | Yes | No | JJJOWB | [10 empty] | 6914.5 | 129.801 | 53.27 | 10.3 | 0.953 | 3000 | 83 | 8 | 84 | 97 | -11 | [5 empty] | No | No | No | No | No | [9 empty] | AC |  | 120 | 277 |  |  | 6914.5 | 53.27
Solid State Lighting | 5.1 | PX4T9AW8 | Saylite/Texas Fluorescents Reinvented | Saylite | 4RB(421 or 501)LY40WD(D,G,DALI,DEXAL,SR)MV50Koooo | Indoor Retrofit Kit | Linear Ambient | Retrofit Kits for Direct Linear Ambient Luminaires | Luminaire Specific |  |  | Standard | [16 empty] | 2021-09-30 | Yes | Continuous Dimming to 10% or below | LLLC,Energy Monitoring,High End Trim | Multifunction Sensor, Sensor Receptacle, Daylight Sensing, Occupancy Sensing | 0-10V Analog, DALI, DMX, Phase Cut | Zigbee,Bluetooth,WiFi | No | No | Yes | Yes | Yes | Yes | Autani Energy Center, Avi-on, Douglas Dialog, Enlighted IOT System, Lutron- Vive, McWoing TruBlu, Nedap Luxon, Signify Easysense | Yes | Yes | No | Yes | Yes | Yes | Yes | No | Yes | Yes | Yes | No | RRRWGM | [10 empty] | 6652 | 166.3 | 40 | 10 | 0.994 | 5000 | 82 | 10 | 81 | 97 | -12 | 4 |  |  |  |  | No | No | No | No | No | [9 empty] | AC |  | 120 | 277 |  |  | 6652 | 40
Solid State Lighting | 5 | PX5N20QA | Saylite/Texas Fluorescents Reinvented | Saylite | UCLL22LF30W3600LDMV50K(WP,EM) | Indoor Luminaires | Troffer | 2x2 Luminaires for Ambient Lighting of Interior Commercial Spaces |  |  | TRUE | Standard |  |  | 3633.2 | 115.7 | 31.41 | 12.3 | 0.913 | 5129 | 84 | [5 empty] | 5 | 50000 | 2018-05-09 | Yes | Continuous Dimming to 10% or below | [23 empty] | KKKYHA | [10 empty] | 3664 | 116 | 31.5 | 6.8 | 0.984 | 5000 | 83 | [13 empty] | No | [9 empty] | AC | Updated on 10/31/2019
Solid State Lighting | 5.1 | PX661O0C | Saylite/Texas Fluorescents Reinvented | Saylite | 209A96LY100WDMV40Koooo | Indoor Luminaires | Linear Ambient | Direct Linear Ambient Luminaires |  |  |  | Standard | [16 empty] | 2021-11-02 | No | Continuous Dimming to 10% or below | No Control Capability | No Sensor | 0-10V Analog | No Wireless Protocol | No | No | No | No | No | No |  | No | No | No | Yes | No | No | No | No | No | No | No | No | VVVZVR | [10 empty] | 15688 | 156.88 | 100 | 13.2 | 0.898 | 4000 | 84 | 9 | 84 | 97 | -11 | 8 | 8.0 ft |  |  |  | No | No | No | No | No | [9 empty] | AC |  | 120 | 277 |  |  | 15688 | 100
Solid State Lighting | 5 | PX75477R | Saylite/Texas Fluorescents Reinvented | Saylite | JSR96L60w8400LDMV40K | Indoor Luminaires | Linear Ambient | Direct Linear Ambient Luminaires |  |  |  | Standard | [16 empty] | 2016-09-30 | No | Not Dimmable | [23 empty] | WWWANL | [10 empty] | 8280 | 138 | 60 | 20 | 0.9 | 4000 | 82.1 |  |  |  |  | 8 | 8.0 ft | [7 empty] | No | [9 empty] | AC | Updated on 10/31/2019
Solid State Lighting | 5.1 | PX91V6O7 | Saylite/Texas Fluorescents Reinvented | Saylite | S96LFRY70WD(D,G,DALI,DEXAL,SR)MV35Koooo | Indoor Luminaires | Linear Ambient | Direct Linear Ambient Luminaires |  |  |  | Standard | [16 empty] | 2021-09-30 | Yes | Continuous Dimming to 10% or below | LLLC,Energy Monitoring,High End Trim | Multifunction Sensor, Sensor Receptacle, Daylight Sensing, Occupancy Sensing | 0-10V Analog, DALI, DMX, Phase Cut | Zigbee,Bluetooth,WiFi | No | No | Yes | Yes | Yes | Yes | Autani Energy Center, Avi-on, Douglas Dialog, Enlighted IOT System, Lutron- Vive, McWoing TruBlu, Nedap Luxon, Signify Easysense | Yes | Yes | No | Yes | Yes | Yes | Yes | No | Yes | Yes | Yes | No | RRRWGM | [10 empty] | 10574 | 151.05 | 70 | 13.2 | 0.898 | 3500 | 84 | 9 | 83 | 98 | -11 | 8 |  |  |  |  | No | No | No | No | No | [9 empty] | AC |  | 120 | 277 |  |  | 10574 | 70
Solid State Lighting | 5.1 | PX9L7VSB | Saylite/Texas Fluorescents Reinvented | Saylite | (SS,SV,SD,SM)CBF14LY33WDMV30Koooo | Indoor Luminaires | Troffer | 1x4 Luminaires for Ambient Lighting of Interior Commercial Spaces |  |  |  | Standard | [16 empty] | 2021-07-29 | Yes | Continuous Dimming to 10% or below | Autani Energy Center, Avi-on, Douglas Dialog, Enlighted IOT System, Lutron- Vive, McWoing TruBlu, Nedap Luxon, Signify Easysense | Multifunction Sensor,Sensor Receptacle,Daylight Sensor,Occupancy Sensing | 0-10V Analog | Zigbee,Bluetooth,WiFi | No | No | Yes | Yes | Yes | Yes | Autani Energy Center, Avi-on, Douglas Dialog, Enlighted IOT System, Lutron- Vive, McWoing TruBlu, Nedap Luxon, Signify Easysense | No | No | No | Yes | No | No | No |  | Yes | Yes | Yes | No | JJJOWB | [10 empty] | 4073.6 | 123.442 | 33 | 9.7 | 0.913 | 3000 | 84 | 9 | 83 | 98 | -11 | [5 empty] | No | No | No | No | No | [9 empty] | AC |  | 120 | 277 |  |  | 4073.6 | 33
Solid State Lighting | 5 | PXB2MDY6 | Saylite/Texas Fluorescents Reinvented | Saylite/Texas Fluorescents reinvented | LWD3SF48LQ25W3800LDMV35KWH[PI1,PI2,PI3D,WP,WP10,EM] | Indoor Retrofit Kit | Linear Ambient | Retrofit Kits for Direct Linear Ambient Luminaires | General Purpose |  |  | Premium | [16 empty] | 2019-11-21 | No | Continuous Dimming to 10% or below | [23 empty] | XXXDRT | [10 empty] | 3801 | 154 | 24.7 | 13 | 0.87 | 3500 | 84 |  |  |  |  | 4 | 4.0 ft | [7 empty] | No | [9 empty] | AC |  | 120 | 277 |  |  | 3801 | 24.7
Solid State Lighting | 5 | PXB78BKG | Saylite/Texas Fluorescents Reinvented | Saylite | CITE48LFRF35W4200LLBDMV40Kxx | Indoor Luminaires | Linear Ambient | Direct Linear Ambient Luminaires |  |  |  | Standard | [16 empty] | 2017-02-03 | Yes | Continuous Dimming to 10% or below | [23 empty] | YYYBKT | [10 empty] | 4235 | 121 | 35.1 | 6.8 | 0.994 | 4000 | 84 |  |  |  |  | 4 | 4.0 ft | [7 empty] | No | [9 empty] | AC | Updated on 10/31/2019
Solid State Lighting | 5.1 | PXC6W70C | Saylite/Texas Fluorescents Reinvented | Saylite | CITE96LRFY70WDMV50K | Indoor Luminaires | Linear Ambient | Direct Linear Ambient Luminaires |  |  |  | Standard | [16 empty] | 2021-04-28 | Yes | Continuous Dimming to 10% or below | Energy Monitoring, High-end Trim, Autani Energy Center, Avi-on, Douglas Dialog, Enlighted IOT System, Lutron- Vive, McWoing TruBlu, Nedap Luxon, Signify Easysense | Daylight Sensor, Occupancy Sensor, Multifunction Sensor, Integral Sensor Receptacle | 0-10V Analog,DALI,DMX | Zigbee, Bluetooth, Wifi | No | No | Yes | Yes | Yes | Yes | Autani Energy Center, Avi-on, Douglas Dialog, Enlighted IOT System, Lutron- Vive, McWoing TruBlu, Nedap Luxon, Signify Easysense | Yes | Yes | No | Yes | Yes | Yes | No | No | Yes | Yes | Yes |  | BBBFSF | [10 empty] | 10350.4 | 147.863 | 70 | 9.5 | 0.902 | 5000 | 82 | 11 | 82 | 97 | -12 | 8 | 8.0 ft |  |  |  | No | No | No | No | No | [9 empty] | AC |  | 120 | 277 |  |  | 10350.4 | 70
Solid State Lighting | 5 | PXCM2VNT | Saylite/Texas Fluorescents Reinvented | Saylite | CRSR48LT30W3500LDMVxxx35K | Indoor Luminaires | Linear Ambient | Direct Linear Ambient Luminaires |  |  |  | Standard | [16 empty] | 2017-06-12 | Yes | Continuous Dimming to 10% or below | [23 empty] | EAEEZR | [10 empty] | 3687 | 124.56 | 29.6 | 12 | 0.93 | 3500 | 84 |  |  |  |  | 4 | 4.0 ft | [7 empty] | No | [9 empty] | AC | Updated on 10/31/2019
Solid State Lighting | 5.1 | PXCPOTZQ | Saylite/Texas Fluorescents Reinvented | Saylite | C96LFRY100WD(D,G,DALI,DEXAL,SR)MV30Koooo | Indoor Luminaires | Linear Ambient | Direct Linear Ambient Luminaires |  |  |  | Standard | [16 empty] | 2021-09-30 | Yes | Continuous Dimming to 10% or below | LLLC,Energy Monitoring,High End Trim | Multifunction Sensor, Sensor Receptacle, Daylight Sensing, Occupancy Sensing | 0-10V Analog, DALI, DMX, Phase Cut | Zigbee,Bluetooth,WiFi | No | No | Yes | Yes | Yes | Yes | Autani Energy Center, Avi-on, Douglas Dialog, Enlighted IOT System, Lutron- Vive, McWoing TruBlu, Nedap Luxon, Signify Easysense | Yes | Yes | No | Yes | Yes | Yes | Yes | No | Yes | Yes | Yes | No | RRRWGM | [10 empty] | 13985 | 139.85 | 100 | 13.2 | 0.898 | 3000 | 84 | 9 | 83 | 98 | -11 | 8 |  |  |  |  | No | No | No | No | No | [9 empty] | AC |  | 120 | 277 |  |  | 13985 | 100
Solid State Lighting | 5.1 | PXDFJXXS | Saylite/Texas Fluorescents Reinvented | Saylite | S24LY15WD(D,G,DALI,DEXAL,SR)MV50Koooo | Indoor Luminaires | Linear Ambient | Direct Linear Ambient Luminaires |  |  |  | Standard | [16 empty] | 2021-09-30 | Yes | Continuous Dimming to 10% or below | LLLC,Energy Monitoring,High End Trim | Multifunction Sensor, Sensor Receptacle, Daylight Sensing, Occupancy Sensing | 0-10V Analog, DALI, DMX, Phase Cut | Zigbee,Bluetooth,WiFi | No | No | Yes | Yes | Yes | Yes | Autani Energy Center, Avi-on, Douglas Dialog, Enlighted IOT System, Lutron- Vive, McWoing TruBlu, Nedap Luxon, Signify Easysense | Yes | Yes | No | Yes | Yes | Yes | Yes | No | Yes | Yes | Yes | No | RRRWGM | [10 empty] | 2537 | 164.93 | 15.38 | 13.3 | 0.905 | 5000 | 82 | 11 | 81 | 97 | -12 | 2 |  |  |  |  | No | No | No | No | No | [9 empty] | AC |  | 120 | 277 |  |  | 2537 | 15.38
Solid State Lighting | 5 | PXDH2NXA | Saylite/Texas Fluorescents Reinvented | Saylite | DFUCLL22LF15W1900LDMV30K | Indoor Retrofit Kit | Troffer | Integrated Retrofit Kits for 2x2 Luminaires | General Purpose |  | TRUE | Premium |  |  | 1847 | 124.8 | 14.8 | 9.9 | 0.949 | 3115 | 83 | [5 empty] | 5 | 50000 | 2017-03-24 | Yes | Continuous Dimming to 10% or below | [23 empty] | VAVWHY | [10 empty] | 1847 | 124.97 | 14.78 | 5.02 | 1 | 3115 | 83 | [6 empty] | TRUE | [6 empty] | No | [9 empty] | AC | Updated on 10/31/2019
Solid State Lighting | 5.1 | PXDJ2BXR | Saylite/Texas Fluorescents Reinvented | Saylite | S24LFRY33WD(D,G,DALI,DEXAL,SR)MV30Koooo | Indoor Luminaires | Linear Ambient | Direct Linear Ambient Luminaires |  |  | TRUE | Standard |  | 120 | 4422 | 135 | 32.75 | 13.2 | 0.898 | 3100 | 83 | 8 | 85 | 98 | -11 |  | 5 | 50000 | 2021-09-30 | Yes | Continuous Dimming to 10% or below | LLLC,Energy Monitoring,High End Trim | Multifunction Sensor, Sensor Receptacle, Daylight Sensing, Occupancy Sensing | 0-10V Analog, DALI, DMX, Phase Cut | Zigbee,Bluetooth,WiFi | No | No | Yes | Yes | Yes | Yes | Autani Energy Center, Avi-on, Douglas Dialog, Enlighted IOT System, Lutron- Vive, McWoing TruBlu, Nedap Luxon, Signify Easysense | Yes | Yes | No | Yes | Yes | Yes | Yes | No | Yes | Yes | Yes | No | RRRWGM | [10 empty] | 4470 | 135.46 | 33 | 9.4 | 0.991 | 3000 | 84 | 9 | 83 | 98 | -11 | 2 |  |  |  |  | No | No | No | No | No | [9 empty] | AC |  | 120 | 277 |  |  | 4470 | 33
Solid State Lighting | 5 | PXDP8TF8 | Saylite/Texas Fluorescents Reinvented | Saylite | C96LF97W13000LDMV30K | Indoor Luminaires | Linear Ambient | Direct Linear Ambient Luminaires |  |  |  | Standard | [16 empty] | 2017-02-03 | Yes | Continuous Dimming to 10% or below | [23 empty] | YYYBLC | [10 empty] | 12325 | 127.06 | 97 | 5.07 | 1 | 3000 | 84 |  |  |  |  | 8 | 8.0 ft | TRUE | [6 empty] | No | [9 empty] | AC | Updated on 10/31/2019
Solid State Lighting | 5 | PXDYFZDU | Saylite/Texas Fluorescents Reinvented | Saylite | CBF14LF30W4000DMV35K [Qualified at 120V] | Indoor Luminaires | Troffer | 1x4 Luminaires for Ambient Lighting of Interior Commercial Spaces |  |  |  | Standard | [16 empty] | 2017-02-03 | Yes | Continuous Dimming to 10% or below | [23 empty] | YYYBKV | [10 empty] | 3820 | 127.33 | 30 | 8.2 | 0.99 | 3500 | 83 | [13 empty] | No | [9 empty] | AC | Updated on 10/31/2019
Solid State Lighting | 5 | PXEDJTCU | Saylite/Texas Fluorescents Reinvented | Saylite | LED48T818W2100LDX130K | Linear Replacement Lamp | T8 Four-Foot | Internal Driver/Line Voltage (UL Type B) Lamps |  |  | TRUE | Standard |  |  | 2453 | 132.67 | 18.49 | 20.09 | 0.891 | 3000 | 82.2 | [5 empty] | 5 | 50000 | 2017-03-23 | Not Yet Verified | Continuous Dimming to 10% or below | [23 empty] | JJJMSP | [10 empty] | 2453 | 132.67 | 18.49 | 20 | 0.9 | 3000 | 83 |  |  |  |  | 4 |  | TRUE | [6 empty] | No | [9 empty] | AC | Lastx represents either s for single-end power input or T for double-end inputs updated on 11/30/2016, Updated on 10/31/2019
Solid State Lighting | 5 | PXHAXC4N | Saylite/Texas Fluorescents Reinvented | Fleco Industries | HIL48LX200W30000LDMV30Koooo (except WG) | Indoor Luminaires | High-Bay | High-Bay Luminaires for Commercial and Industrial Buildings |  |  |  | Premium | [16 empty] | 2020-06-23 | Yes | Continuous Dimming to 10% or below | [23 empty] | TTTVRK | [10 empty] | 30000 | 150 | 200 | 8.45 | 0.978 | 3000 | 83 | [13 empty] | No | [9 empty] | AC |  | 120 | 277 |  |  | 30000 | 200
Solid State Lighting | 5 | PXHAZCQF | Saylite/Texas Fluorescents Reinvented | Saylite | LFL20L200W24000LMV50KBZ | Outdoor Luminaires | High Output | Architectural Flood and Spot Luminaires |  |  |  | Standard | [16 empty] | 2017-07-20 | Yes | Not Dimmable | [23 empty] | WWWBRI | 7 | 7 | [8 empty] | 25348 | 130 | 194.71 | 5 | 1 | 5244 | 76 | [13 empty] | No | [9 empty] | AC | Updated on 10/31/2019
Solid State Lighting | 5 | PXI3UAUN | Saylite/Texas Fluorescents Reinvented | Fleco Industries | HILFR24LX170W25000LDMV30Koooo (except WG) | Indoor Luminaires | High-Bay | High-Bay Luminaires for Commercial and Industrial Buildings |  |  |  | Premium | [16 empty] | 2020-06-23 | Yes | Continuous Dimming to 10% or below | [23 empty] | TTTVRK | [10 empty] | 23660 | 139.176 | 170 | 9.19 | 0.976 | 3000 | 83 | [13 empty] | No | [9 empty] | AC |  | 120 | 277 |  |  | 23660 | 170
Solid State Lighting | 5.1 | PXI8CAYH | Saylite/Texas Fluorescents Reinvented | Saylite | S24LFRY25WD(D,G,DALI,DEXAL,SR)MV50Koooo | Indoor Luminaires | Linear Ambient | Direct Linear Ambient Luminaires |  |  |  | Standard | [16 empty] | 2021-09-30 | Yes | Continuous Dimming to 10% or below | LLLC,Energy Monitoring,High End Trim | Multifunction Sensor, Sensor Receptacle, Daylight Sensing, Occupancy Sensing | 0-10V Analog, DALI, DMX, Phase Cut | Zigbee,Bluetooth,WiFi | No | No | Yes | Yes | Yes | Yes | Autani Energy Center, Avi-on, Douglas Dialog, Enlighted IOT System, Lutron- Vive, McWoing TruBlu, Nedap Luxon, Signify Easysense | Yes | Yes | No | Yes | Yes | Yes | Yes | No | Yes | Yes | Yes | No | RRRWGM | [10 empty] | 3698 | 147.9 | 25 | 13.4 | 0.904 | 5000 | 83 | 12 | 82 | 97 | -12 | 2 |  |  |  |  | No | No | No | No | No | [9 empty] | AC |  | 120 | 277 |  |  | 3698 | 25
Solid State Lighting | 5 | PXJOZ99A | Saylite/Texas Fluorescents Reinvented | Saylite | UCLL24LJ40W5350LDMV35K | Indoor Luminaires | Troffer | 2x4 Luminaires for Ambient Lighting of Interior Commercial Spaces |  |  |  | Standard | [16 empty] | 2018-07-18 | Not Yet Verified | Continuous Dimming to 10% or below | [23 empty] | ZZZBZX | [10 empty] | 5148.99 | 128.72 | 40 | 14 | 0.89 | 3500 | 82 | [13 empty] | No | [9 empty] | AC | Updated on 10/31/2019
Solid State Lighting | 5.1 | PXJW7UDX | Saylite/Texas Fluorescents Reinvented | Saylite | C96LY108WD(D,G,DALI,DEXAL,SR)MV35Koooo | Indoor Luminaires | Linear Ambient | Direct Linear Ambient Luminaires |  |  |  | Standard | [16 empty] | 2021-09-30 | Yes | Continuous Dimming to 10% or below | LLLC,Energy Monitoring,High End Trim | Multifunction Sensor, Sensor Receptacle, Daylight Sensing, Occupancy Sensing | 0-10V Analog, DALI, DMX, Phase Cut | Zigbee,Bluetooth,WiFi | No | No | Yes | Yes | Yes | Yes | Autani Energy Center, Avi-on, Douglas Dialog, Enlighted IOT System, Lutron- Vive, McWoing TruBlu, Nedap Luxon, Signify Easysense | Yes | Yes | No | Yes | Yes | Yes | Yes | No | Yes | Yes | Yes | No | RRRWGM | [10 empty] | 16758 | 157.09 | 106.68 | 10 | 0.994 | 3500 | 83 | 7 | 83 | 98 | -11 | 8 |  |  |  |  | No | No | No | No | No | [9 empty] | AC |  | 120 | 277 |  |  | 16758 | 106.68
Solid State Lighting | 5 | PXKRYAGU | Saylite/Texas Fluorescents Reinvented | Saylite | HBC48LN144W20000LA10DMVxxx35Koooo | Indoor Luminaires | High-Bay | High-Bay Luminaires for Commercial and Industrial Buildings |  |  |  | Standard | [16 empty] | 2017-03-15 | Yes | Continuous Dimming to 10% or below | [23 empty] | LLLBCJ | [10 empty] | 18575 | 128.99 | 144 | 6.1 | 0.96 | 3500 | 83 | [13 empty] | No | [9 empty] | AC | Updated on 10/31/2019
Solid State Lighting | 5.1 | PXLBI1FD | Saylite/Texas Fluorescents Reinvented | Saylite | 209A24LY25WDMV40Koooo | Indoor Luminaires | Linear Ambient | Direct Linear Ambient Luminaires |  |  |  | Standard | [16 empty] | 2021-11-02 | No | Continuous Dimming to 10% or below | No Control Capability | No Sensor | 0-10V Analog | No Wireless Protocol | No | No | No | No | No | No |  | No | No | No | Yes | No | No | No | No | No | No | No | No | VVVZVR | [10 empty] | 3335 | 133.38 | 25 | 9.6 | 0.909 | 4000 | 85 | 14 | 84 | 98 | -10 | 2 | 2.0 ft |  |  |  | No | No | No | No | No | [9 empty] | AC |  | 120 | 277 |  |  | 3335 | 25
Solid State Lighting | 5.1 | PXLCNLAP | Saylite/Texas Fluorescents Reinvented | Saylite | S48LY25WD(D,G,DALI,DEXAL,SR)MV30Koooo | Indoor Luminaires | Linear Ambient | Direct Linear Ambient Luminaires |  |  |  | Standard | [16 empty] | 2021-09-30 | Yes | Continuous Dimming to 10% or below | LLLC,Energy Monitoring,High End Trim | Multifunction Sensor, Sensor Receptacle, Daylight Sensing, Occupancy Sensing | 0-10V Analog, DALI, DMX, Phase Cut | Zigbee,Bluetooth,WiFi | No | No | Yes | Yes | Yes | Yes | Autani Energy Center, Avi-on, Douglas Dialog, Enlighted IOT System, Lutron- Vive, McWoing TruBlu, Nedap Luxon, Signify Easysense | Yes | Yes | No | Yes | Yes | Yes | Yes | No | Yes | Yes | Yes | No | RRRWGM | [10 empty] | 3965 | 158.59 | 25 | 13.2 | 0.898 | 3000 | 84 | 9 | 83 | 98 | -11 | 4 |  |  |  |  | No | No | No | No | No | [9 empty] | AC |  | 120 | 277 |  |  | 3965 | 25
Solid State Lighting | 5.1 | PXLFB0KN | Saylite/Texas Fluorescents Reinvented | Saylite | 209A24LY20WDMV35Koooo | Indoor Luminaires | Linear Ambient | Direct Linear Ambient Luminaires |  |  |  | Standard | [16 empty] | 2021-11-02 | No | Continuous Dimming to 10% or below | No Control Capability | No Sensor | 0-10V Analog | No Wireless Protocol | No | No | No | No | No | No |  | No | No | No | Yes | No | No | No | No | No | No | No | No | VVVZVR | [10 empty] | 2683 | 134.16 | 20 | 9.6 | 0.909 | 3500 | 85 | 14 | 84 | 98 | -10 | 2 | 2.0 ft |  |  |  | No | No | No | No | No | [9 empty] | AC |  | 120 | 277 |  |  | 2683 | 20
Solid State Lighting | 5.1 | PXLWWFHR | Saylite/Texas Fluorescents Reinvented | Saylite | 209A24LY33WDMV40Koooo | Indoor Luminaires | Linear Ambient | Direct Linear Ambient Luminaires |  |  |  | Standard | [16 empty] | 2021-11-02 | No | Continuous Dimming to 10% or below | No Control Capability | No Sensor | 0-10V Analog | No Wireless Protocol | No | No | No | No | No | No |  | No | No | No | Yes | No | No | No | No | No | No | No | No | VVVZVR | [10 empty] | 4253 | 128.86 | 33 | 9.6 | 0.909 | 4000 | 85 | 14 | 84 | 98 | -10 | 2 | 2.0 ft |  |  |  | No | No | No | No | No | [9 empty] | AC |  | 120 | 277 |  |  | 4253 | 33
Solid State Lighting | 5.1 | PXLZ9JDZ | Saylite/Texas Fluorescents Reinvented | Saylite | (SS,SV,SD,SM)CBF24LY45WDMV50Koooo | Indoor Luminaires | Troffer | 2x4 Luminaires for Ambient Lighting of Interior Commercial Spaces |  |  |  | Standard | [16 empty] | 2021-07-29 | Yes | Continuous Dimming to 10% or below | Autani Energy Center, Avi-on, Douglas Dialog, Enlighted IOT System, Lutron- Vive, McWoing TruBlu, Nedap Luxon, Signify Easysense | Multifunction Sensor,Sensor Receptacle,Daylight Sensor,Occupancy Sensing | 0-10V Analog | Zigbee,Bluetooth,WiFi | No | No | Yes | Yes | Yes | Yes | Autani Energy Center, Avi-on, Douglas Dialog, Enlighted IOT System, Lutron- Vive, McWoing TruBlu, Nedap Luxon, Signify Easysense | No | No | No | Yes | No | No | No |  | Yes | Yes | Yes | No | JJJOWB | [10 empty] | 6372.02 | 141.6 | 45 | 10.3 | 0.953 | 5000 | 83 | 12 | 81 | 96 | -12 | [5 empty] | No | No | No | No | No | [9 empty] | AC |  | 120 | 277 |  |  | 6372.02 | 45
Solid State Lighting | 5 | PXMAE7A5 | Saylite/Texas Fluorescents Reinvented | Saylite | JSR48L40W5400LDMV30K | Indoor Luminaires | Linear Ambient | Direct Linear Ambient Luminaires |  |  |  | Standard | [16 empty] | 2016-09-30 | No | Not Dimmable | [23 empty] | WWWANL | [10 empty] | 5122.3 | 132 | 39.86 | 20 | 0.9 | 3000 | 82.1 |  |  |  |  | 4 | [8 empty] | No | [9 empty] | AC | Updated on 10/31/2019
Solid State Lighting | 5 | PXMBAS5Z | Saylite/Texas Fluorescents Reinvented | Saylite | C48LFRF48W6000LDMV40K | Indoor Luminaires | Linear Ambient | Direct Linear Ambient Luminaires |  |  |  | Standard | [16 empty] | 2017-02-03 | Yes | Continuous Dimming to 10% or below | [23 empty] | YYYBLC | [10 empty] | 5955 | 124.06 | 48 | 5.14 | 1 | 4000 | 84 |  |  |  |  | 4 | 4.0 ft | [7 empty] | No | [9 empty] | AC | Updated on 10/31/2019
Solid State Lighting | 5 | PXMEWNPF | Saylite/Texas Fluorescents Reinvented | Saylite | PLF15L200W24500LDMV30K | Outdoor Luminaires | High Output | Outdoor Pole/Arm-Mounted Area and Roadway Luminaires |  |  | TRUE | Standard |  |  | 22877 | 112.63 | 203.1 | 7.04 | 0.9562 | 3046 | 74.3 | [5 empty] | 5 | 50000 | 2017-03-13 | Yes | Continuous Dimming to 10% or below | [23 empty] | EEEEXI | [10 empty] | 22700 | 114 | 200 | 7 | 0.9 | 3000 | 70 | [6 empty] | TRUE | [6 empty] | No | [9 empty] | AC | Updated on 10/31/2019
Solid State Lighting | 5 | PXNZVPYY | Saylite/Texas Fluorescents Reinvented | Saylite | 209A24LF28W3400LDMV40K | Indoor Luminaires | Linear Ambient | Direct Linear Ambient Luminaires |  |  |  | Standard | [16 empty] | 2017-03-24 | Yes | Continuous Dimming to 10% or below | [23 empty] | VAVWHW | [10 empty] | 3465 | 123.75 | 28 | 11.1 | 0.96 | 4000 | 84 |  |  |  |  | 2 | 2.0 ft | [7 empty] | No | [9 empty] | AC | Updated on 10/31/2019
Solid State Lighting | 5.1 | PXO1B8K5 | Saylite/Texas Fluorescents Reinvented | Saylite | 207A248LY25WDMV40Koooo | Indoor Luminaires | Linear Ambient | Direct Linear Ambient Luminaires |  |  |  | Standard | [16 empty] | 2021-11-02 | No | Continuous Dimming to 10% or below | No Control Capability | No Sensor | 0-10V Analog | No Wireless Protocol | No | No | No | No | No | No |  | No | No | No | Yes | No | No | No | No | No | No | No | No | VVVZVR | [10 empty] | 4114 | 164.55 | 25 | 9.2 | 0.916 | 4000 | 84 | 10 | 84 | 97 | -11 | 4 | 4.0 ft |  |  |  | No | No | No | No | No | [9 empty] | AC |  | 120 | 277 |  |  | 4114 | 25
Solid State Lighting | 5.1 | PXPGDJZS | Saylite/Texas Fluorescents Reinvented | Saylite | C48LY45WD(D,G,DALI,DEXAL,SR)MV50Koooo | Indoor Luminaires | Linear Ambient | Direct Linear Ambient Luminaires |  |  |  | Standard | [16 empty] | 2021-09-30 | Yes | Continuous Dimming to 10% or below | LLLC,Energy Monitoring,High End Trim | Multifunction Sensor, Sensor Receptacle, Daylight Sensing, Occupancy Sensing | 0-10V Analog, DALI, DMX, Phase Cut | Zigbee,Bluetooth,WiFi | No | No | Yes | Yes | Yes | Yes | Autani Energy Center, Avi-on, Douglas Dialog, Enlighted IOT System, Lutron- Vive, McWoing TruBlu, Nedap Luxon, Signify Easysense | Yes | Yes | No | Yes | Yes | Yes | Yes | No | Yes | Yes | Yes | No | RRRWGM | [10 empty] | 7415 | 164.78 | 45 | 10 | 0.994 | 5000 | 82 | 10 | 81 | 97 | -12 | 4 |  |  |  |  | No | No | No | No | No | [9 empty] | AC |  | 120 | 277 |  |  | 7415 | 45
Solid State Lighting | 5 | PXPSNXQY | Saylite/Texas Fluorescents Reinvented | Saylite | FPELP14LED40DMVWH30 | Indoor Luminaires | Troffer | 1x4 Luminaires for Ambient Lighting of Interior Commercial Spaces |  |  |  | Standard | [16 empty] | 2016-09-15 | No | Continuous Dimming to 10% or below | [23 empty] | WWWAMJ | [10 empty] | 4724.2 | 118.22 | 40 | 20 | 0.9 | 3000 | 81.5 | [6 empty] | TRUE | [6 empty] | No | [9 empty] | AC | X is placeholder for the edge of the pabel that doesn't affect performance, Updated on 10/31/2019
Solid State Lighting | 5.1 | PXQ4L84P | Saylite/Texas Fluorescents Reinvented | Saylite | 8RB(421 or 501)LY80WD(D,G,DALI,DEXAL,SR)MV35Koooo | Indoor Retrofit Kit | Linear Ambient | Retrofit Kits for Direct Linear Ambient Luminaires | Luminaire Specific |  |  | Standard | [16 empty] | 2021-09-30 | Yes | Continuous Dimming to 10% or below | LLLC,Energy Monitoring,High End Trim | Multifunction Sensor, Sensor Receptacle, Daylight Sensing, Occupancy Sensing | 0-10V Analog, DALI, DMX, Phase Cut | Zigbee,Bluetooth,WiFi | No | No | Yes | Yes | Yes | Yes | Autani Energy Center, Avi-on, Douglas Dialog, Enlighted IOT System, Lutron- Vive, McWoing TruBlu, Nedap Luxon, Signify Easysense | Yes | Yes | No | Yes | Yes | Yes | Yes | No | Yes | Yes | Yes | No | RRRWGM | [10 empty] | 13028 | 162.85 | 80 | 10 | 0.994 | 3500 | 83 | 8 | 83 | 98 | -11 | 8 |  |  |  |  | No | No | No | No | No | [9 empty] | AC |  | 120 | 277 |  |  | 13028 | 80
Solid State Lighting | 5 | PXQGNUKN | Saylite/Texas Fluorescents Reinvented | Saylite | C96LFRF48W6000LDMV40K | Indoor Luminaires | Linear Ambient | Direct Linear Ambient Luminaires |  |  |  | Standard | [16 empty] | 2017-02-03 | Yes | Continuous Dimming to 10% or below | [23 empty] | YYYBLC | [10 empty] | 5955 | 124.06 | 48 | 5.14 | 1 | 4000 | 84 |  |  |  |  | 8 | 8.0 ft | [7 empty] | No | [9 empty] | AC | Updated on 10/31/2019
Solid State Lighting | 5 | PXRBXZFC | Saylite/Texas Fluorescents Reinvented | Saylite | 555A48LF57W6900LDMV50K | Indoor Luminaires | Linear Ambient | Direct Linear Ambient Luminaires |  |  |  | Standard | [16 empty] | 2017-02-03 | Yes | Continuous Dimming to 10% or below | [23 empty] | YYYBKU | [10 empty] | 7352 | 126.85 | 57.96 | 7.6 | 0.99 | 5097 | 83 |  |  |  |  | 4 | 4.0 ft | [7 empty] | No | [9 empty] | AC | Only qualified in ceiling-mounted configuration, Updated on 10/31/2019
Solid State Lighting | 5.1 | PXRJH8JJ | Saylite/Texas Fluorescents Reinvented | Saylite | 4RB(421 or 501)LY54WD(D,G,DALI,DEXAL,SR)MV35Koooo | Indoor Retrofit Kit | Linear Ambient | Retrofit Kits for Direct Linear Ambient Luminaires | Luminaire Specific |  |  | Standard | [16 empty] | 2021-09-30 | Yes | Continuous Dimming to 10% or below | LLLC,Energy Monitoring,High End Trim | Multifunction Sensor, Sensor Receptacle, Daylight Sensing, Occupancy Sensing | 0-10V Analog, DALI, DMX, Phase Cut | Zigbee,Bluetooth,WiFi | No | No | Yes | Yes | Yes | Yes | Autani Energy Center, Avi-on, Douglas Dialog, Enlighted IOT System, Lutron- Vive, McWoing TruBlu, Nedap Luxon, Signify Easysense | Yes | Yes | No | Yes | Yes | Yes | Yes | No | Yes | Yes | Yes | No | RRRWGM | [10 empty] | 8379 | 157.09 | 53.34 | 10 | 0.994 | 3500 | 83 | 7 | 83 | 98 | -11 | 4 |  |  |  |  | No | No | No | No | No | [9 empty] | AC |  | 120 | 277 |  |  | 8379 | 53.34
Solid State Lighting | 5.1 | PXRQRCGE | Saylite/Texas Fluorescents Reinvented | Saylite | (SS,SV,SD,SM)UCLL24LY40W(D,G,DALI,DEXAL,SR)(MV or 120)50Koooo | Indoor Luminaires | Troffer | 2x4 Luminaires for Ambient Lighting of Interior Commercial Spaces |  |  |  | Premium | [16 empty] | 2021-07-29 | Yes | Continuous Dimming to 10% or below | Autani Energy Center, Avi-on, Douglas Dialog, Enlighted IOT System, Lutron- Vive, McWoing TruBlu, Nedap Luxon, Signify Easysense | Multifunction Sensor,Sensor Receptacle,Daylight Sensor,Occupancy Sensing | 0-10V Analog,DALI,DMX | Zigbee,Bluetooth,WiFi | No | No | Yes | Yes | Yes | Yes | Autani Energy Center, Avi-on, Douglas Dialog, Enlighted IOT System, Lutron- Vive, McWoing TruBlu, Nedap Luxon, Signify Easysense | No | No | No | Yes | Yes | Yes | No |  | Yes | Yes | Yes | No | JJJOWA | [10 empty] | 5948.5 | 148.713 | 40 | 11.2 | 0.949 | 5000 | 82 | 10 | 81 | 96 | -12 | [5 empty] | No | No | No | No | No | [9 empty] | AC |  | 120 | 277 |  |  | 5948.5 | 40
Solid State Lighting | 5 | PXRVFGR9 | Saylite/Texas Fluorescents Reinvented | Saylite | HIL48LA260W35000LDMVxxx50Koooo | Indoor Luminaires | High-Bay | High-Bay Luminaires for Commercial and Industrial Buildings |  |  |  | Standard | [16 empty] | 2017-05-15 | Yes | Continuous Dimming to 10% or below | [23 empty] | KKKZVA | [10 empty] | 36780 | 142.17 | 258.7 | 6.5 | 0.98 | 5000 | 82 | [13 empty] | No | [9 empty] | AC | Product delisted 1/31/2018 relisted on 05/22/2018, Updated on 10/31/2019
Solid State Lighting | 5.1 | PXRY7S0A | Saylite/Texas Fluorescents Reinvented | Saylite | S96LFRY108WD(D,G,DALI,DEXAL,SR)MV50Koooo | Indoor Luminaires | Linear Ambient | Direct Linear Ambient Luminaires |  |  |  | Standard | [16 empty] | 2021-09-30 | Yes | Continuous Dimming to 10% or below | LLLC,Energy Monitoring,High End Trim | Multifunction Sensor, Sensor Receptacle, Daylight Sensing, Occupancy Sensing | 0-10V Analog, DALI, DMX, Phase Cut | Zigbee,Bluetooth,WiFi | No | No | Yes | Yes | Yes | Yes | Autani Energy Center, Avi-on, Douglas Dialog, Enlighted IOT System, Lutron- Vive, McWoing TruBlu, Nedap Luxon, Signify Easysense | Yes | Yes | No | Yes | Yes | Yes | Yes | No | Yes | Yes | Yes | No | RRRWGM | [10 empty] | 15916 | 149.19 | 106.68 | 13.2 | 0.898 | 5000 | 83 | 12 | 82 | 97 | -12 | 8 |  |  |  |  | No | No | No | No | No | [9 empty] | AC |  | 120 | 277 |  |  | 15916 | 106.68
Solid State Lighting | 5 | PXRZ3J5Z | Saylite/Texas Fluorescents Reinvented | Saylite | ZZ-SER FR 48L T36W4500L DMV 35K WH-YY | Indoor Luminaires | Linear Ambient | Direct Linear Ambient Luminaires |  |  |  | Standard | [16 empty] | 2019-06-25 | Yes | Continuous Dimming to 10% or below | [23 empty] | HHHDIW | [10 empty] | 4353 | 127.43 | 34.16 | 9.89 | 0.992 | 3550 | 82.7 |  |  |  |  | 4 | 4.0 ft | [7 empty] | No | [9 empty] | AC | Updated on 10/31/2019 | 108 | 305 |  |  | 4353 | 34.16
Solid State Lighting | 5.1 | PXT6FM9K | Saylite/Texas Fluorescents Reinvented | Saylite | RKCIT48LY52WDMV30K | Indoor Retrofit Kit | Linear Ambient | Retrofit Kits for Direct Linear Ambient Luminaires | Luminaire Specific |  |  | Standard | [16 empty] | 2021-04-28 | Yes | Continuous Dimming to 10% or below | Energy Monitoring, High-end Trim, Autani Energy Center, Avi-on, Douglas Dialog, Enlighted IOT System, Lutron- Vive, McWoing TruBlu, Nedap Luxon, Signify Easysense | Daylight Sensor, Occupancy Sensor, Multifunction Sensor, Integral Sensor Receptacle | 0-10V Analog,DALI,DMX | Zigbee, Bluetooth, Wifi | No | No | Yes | Yes | Yes | Yes | Autani Energy Center, Avi-on, Douglas Dialog, Enlighted IOT System, Lutron- Vive, McWoing TruBlu, Nedap Luxon, Signify Easysense | Yes | Yes | No | Yes | Yes | Yes | No | No | Yes | Yes | Yes |  | BBBFSF | [10 empty] | 7078.7 | 136.129 | 52 | 9.5 | 0.902 | 3000 | 84 | 10 | 84 | 98 | -11 | 4 | 4.0 ft |  |  |  | No | No | No | No | No | [9 empty] | AC |  | 120 | 277 |  |  | 7078.7 | 52
Solid State Lighting | 5.1 | PXTD4KIN | Saylite/Texas Fluorescents Reinvented | Saylite | CITE48LRFY45WDMV30K | Indoor Luminaires | Linear Ambient | Direct Linear Ambient Luminaires |  |  |  | Standard | [16 empty] | 2021-04-28 | Yes | Continuous Dimming to 10% or below | Energy Monitoring, High-end Trim, Autani Energy Center, Avi-on, Douglas Dialog, Enlighted IOT System, Lutron- Vive, McWoing TruBlu, Nedap Luxon, Signify Easysense | Daylight Sensor, Occupancy Sensor, Multifunction Sensor, Integral Sensor Receptacle | 0-10V Analog,DALI,DMX | Zigbee, Bluetooth, Wifi | No | No | Yes | Yes | Yes | Yes | Autani Energy Center, Avi-on, Douglas Dialog, Enlighted IOT System, Lutron- Vive, McWoing TruBlu, Nedap Luxon, Signify Easysense | Yes | Yes | No | Yes | Yes | Yes | No | No | Yes | Yes | Yes |  | BBBFSF | [10 empty] | 6100 | 135.556 | 45 | 9.5 | 0.902 | 3000 | 84 | 10 | 84 | 98 | -11 | 4 | 4.0 ft |  |  |  | No | No | No | No | No | [9 empty] | AC |  | 120 | 277 |  |  | 6100 | 45
Solid State Lighting | 5 | PXTKNSJY | Saylite/Texas Fluorescents Reinvented | Saylite | FPELP22LED40DMVWH50 | Indoor Luminaires | Troffer | 2x2 Luminaires for Ambient Lighting of Interior Commercial Spaces |  |  |  | Standard | [16 empty] | 2016-09-15 | No | Continuous Dimming to 10% or below | [23 empty] | WWWAMH | [10 empty] | 5000 | 125.5 | 40 | 18.35 | 0.9267 | 5000 | 81.1 | [13 empty] | No | [9 empty] | AC | X is placeholder for the edge of the pabel that doesn't affect performance, Updated on 10/31/2019
Solid State Lighting | 5 | PXU99ZRT | Saylite/Texas Fluorescents Reinvented | Saylite | C48LF30W4300LDMV30K | Indoor Luminaires | Linear Ambient | Direct Linear Ambient Luminaires |  |  |  | Standard | [16 empty] | 2017-02-03 | Yes | Continuous Dimming to 10% or below | [23 empty] | YYYBLC | [10 empty] | 4105 | 136.83 | 30 | 8 | 0.92 | 3000 | 84 |  |  |  |  | 4 | 4.0 ft | TRUE | [6 empty] | No | [9 empty] | AC | Updated on 10/31/2019
Solid State Lighting | 5.1 | PXUOGQBL | Saylite/Texas Fluorescents Reinvented | Saylite | 207A248LY54WDMV35Koooo | Indoor Luminaires | Linear Ambient | Direct Linear Ambient Luminaires |  |  |  | Standard | [16 empty] | 2021-11-02 | No | Continuous Dimming to 10% or below | No Control Capability | No Sensor | 0-10V Analog | No Wireless Protocol | No | No | No | No | No | No |  | No | No | No | Yes | No | No | No | No | No | No | No | No | VVVZVR | [10 empty] | 8110 | 151.96 | 53.4 | 13.2 | 0.898 | 3500 | 83 | 8 | 84 | 97 | -11 | 4 | 4.0 ft |  |  |  | No | No | No | No | No | [9 empty] | AC |  | 120 | 277 |  |  | 8110 | 53.4
Solid State Lighting | 5 | PXUXUAT6 | Saylite/Texas Fluorescents Reinvented | Saylite | CRSR96LT60W6900LDMVxxx50K | Indoor Luminaires | Linear Ambient | Direct Linear Ambient Luminaires |  |  |  | Standard | [16 empty] | 2017-06-12 | Yes | Continuous Dimming to 10% or below | [23 empty] | EAEEZR | [10 empty] | 7792 | 131.62 | 59.2 | 12 | 0.93 | 5000 | 84 |  |  |  |  | 8 | 8.0 ft | [7 empty] | No | [9 empty] | AC | Updated on 10/31/2019
Solid State Lighting | 5.1 | PXV18D0D | Saylite/Texas Fluorescents Reinvented | Saylite | 209A48LY25WDMV40Koooo | Indoor Luminaires | Linear Ambient | Direct Linear Ambient Luminaires |  |  |  | Standard | [16 empty] | 2021-11-02 | No | Continuous Dimming to 10% or below | No Control Capability | No Sensor | 0-10V Analog | No Wireless Protocol | No | No | No | No | No | No |  | No | No | No | Yes | No | No | No | No | No | No | No | No | VVVZVR | [10 empty] | 4114 | 164.55 | 25 | 9.2 | 0.916 | 4000 | 84 | 10 | 84 | 97 | -11 | 4 | 4.0 ft |  |  |  | No | No | No | No | No | [9 empty] | AC |  | 120 | 277 |  |  | 4114 | 25
Solid State Lighting | 5 | PXWQHDRZ | Saylite/Texas Fluorescents Reinvented | Saylite | HBC48LN144W20000LA10DMVxxx40Koooo | Indoor Luminaires | High-Bay | High-Bay Luminaires for Commercial and Industrial Buildings |  |  |  | Standard | [16 empty] | 2017-03-15 | Yes | Continuous Dimming to 10% or below | [23 empty] | LLLBCJ | [10 empty] | 19005 | 131.98 | 144 | 6.1 | 0.96 | 4000 | 83 | [13 empty] | No | [9 empty] | AC | Updated on 10/31/2019
Solid State Lighting | 5 | PXY89WP2 | Saylite/Texas Fluorescents Reinvented | Saylite | 131A24LF45W5500LDMV35K | Indoor Luminaires | Troffer | 2x4 Luminaires for Ambient Lighting of Interior Commercial Spaces |  |  |  | Standard | [16 empty] | 2016-09-09 | No | Continuous Dimming to 10% or below | [23 empty] | KKKWMB | [10 empty] | 5336 | 121.5 | 43.9 | 4.95 | 1 | 3500 | 83 | [13 empty] | No | [9 empty] | AC | Updated on 10/31/2019
Solid State Lighting | 5.1 | PXZLOX5M | Saylite/Texas Fluorescents Reinvented | Saylite | 209A48LY20WDMV40Koooo | Indoor Luminaires | Linear Ambient | Direct Linear Ambient Luminaires |  |  |  | Standard | [16 empty] | 2021-11-02 | No | Continuous Dimming to 10% or below | No Control Capability | No Sensor | 0-10V Analog | No Wireless Protocol | No | No | No | No | No | No |  | No | No | No | Yes | No | No | No | No | No | No | No | No | VVVZVR | [10 empty] | 3307 | 165.37 | 20 | 9.2 | 0.916 | 4000 | 84 | 10 | 84 | 97 | -11 | 4 | 4.0 ft |  |  |  | No | No | No | No | No | [9 empty] | AC |  | 120 | 277 |  |  | 3307 | 20
Solid State Lighting | 5.1 | PXZPMFQX | Saylite/Texas Fluorescents Reinvented | Saylite | 200A296LY90WDMV30Koooo | Indoor Luminaires | Linear Ambient | Direct Linear Ambient Luminaires |  |  |  | Standard | [16 empty] | 2021-11-02 | No | Continuous Dimming to 10% or below | No Control Capability | No Sensor | 0-10V Analog | No Wireless Protocol | No | No | No | No | No | No |  | No | No | No | Yes | No | No | No | No | No | No | No | No | VVVZVR | [10 empty] | 13384 | 160.69 | 90 | 13.2 | 0.898 | 3000 | 84 | 9 | 84 | 97 | -11 | 8 | 8.0 ft |  |  |  | No | No | No | No | No | [9 empty] | AC |  | 120 | 277 |  |  | 13384 | 90
Solid State Lighting | 5.1 | PY0HHAFD | Saylite/Texas Fluorescents Reinvented | Saylite | C24LY25WD(D,G,DALI,DEXAL,SR)MV40Koooo | Indoor Luminaires | Linear Ambient | Direct Linear Ambient Luminaires |  |  |  | Standard | [16 empty] | 2021-09-30 | Yes | Continuous Dimming to 10% or below | LLLC,Energy Monitoring,High End Trim | Multifunction Sensor, Sensor Receptacle, Daylight Sensing, Occupancy Sensing | 0-10V Analog, DALI, DMX, Phase Cut | Zigbee,Bluetooth,WiFi | No | No | Yes | Yes | Yes | Yes | Autani Energy Center, Avi-on, Douglas Dialog, Enlighted IOT System, Lutron- Vive, McWoing TruBlu, Nedap Luxon, Signify Easysense | Yes | Yes | No | Yes | Yes | Yes | Yes | No | Yes | Yes | Yes | No | RRRWGM | [10 empty] | 4000 | 160 | 25 | 13.3 | 0.905 | 4000 | 84 | 9 | 84 | 98 | -11 | 2 |  |  |  |  | No | No | No | No | No | [9 empty] | AC |  | 120 | 277 |  |  | 4000 | 25
Solid State Lighting | 5.1 | PY1DPACI | Saylite/Texas Fluorescents Reinvented | Saylite | (SS,SV,SD,SM)CBF24LY35WDMV50Koooo | Indoor Luminaires | Troffer | 2x4 Luminaires for Ambient Lighting of Interior Commercial Spaces |  |  |  | Standard | [16 empty] | 2021-07-29 | Yes | Continuous Dimming to 10% or below | Autani Energy Center, Avi-on, Douglas Dialog, Enlighted IOT System, Lutron- Vive, McWoing TruBlu, Nedap Luxon, Signify Easysense | Multifunction Sensor,Sensor Receptacle,Daylight Sensor,Occupancy Sensing | 0-10V Analog | Zigbee,Bluetooth,WiFi | No | No | Yes | Yes | Yes | Yes | Autani Energy Center, Avi-on, Douglas Dialog, Enlighted IOT System, Lutron- Vive, McWoing TruBlu, Nedap Luxon, Signify Easysense | No | No | No | Yes | No | No | No |  | Yes | Yes | Yes | No | JJJOWB | [10 empty] | 5141.46 | 146.899 | 35 | 10.3 | 0.953 | 5000 | 83 | 12 | 81 | 96 | -12 | [5 empty] | No | No | No | No | No | [9 empty] | AC |  | 120 | 277 |  |  | 5141.46 | 35
Solid State Lighting | 5 | PY1EPRMO | Saylite/Texas Fluorescents Reinvented | Saylite | 131A14LJ40W4900LDMV50K | Indoor Luminaires | Troffer | 1x4 Luminaires for Ambient Lighting of Interior Commercial Spaces |  |  |  | Standard | [16 empty] | 2018-05-25 | Yes | Continuous Dimming to 10% or below | [23 empty] | LLLBNI | [10 empty] | 4909 | 123.652 | 39.7 | 4.9 | 0.97 | 5000 | 83 | [13 empty] | No | [9 empty] | AC | Updated on 10/31/2019
Solid State Lighting | 5 | PY1FNJWY | Saylite/Texas Fluorescents Reinvented | Saylite | CRSR96LT82W8900LDMVxxx50K | Indoor Luminaires | Linear Ambient | Direct Linear Ambient Luminaires |  |  |  | Standard | [16 empty] | 2017-06-12 | Yes | Continuous Dimming to 10% or below | [23 empty] | EAEEZR | [10 empty] | 10392 | 126.42 | 82.2 | 12 | 0.93 | 5000 | 84 |  |  |  |  | 8 | [8 empty] | No | [9 empty] | AC | Updated on 10/31/2019
Solid State Lighting | 5.1 | PY1JM4SG | Saylite/Texas Fluorescents Reinvented | Saylite | S96LFRY40WD(D,G,DALI,DEXAL,SR)MV30Koooo | Indoor Luminaires | Linear Ambient | Direct Linear Ambient Luminaires |  |  |  | Standard | [16 empty] | 2021-09-30 | Yes | Continuous Dimming to 10% or below | LLLC,Energy Monitoring,High End Trim | Multifunction Sensor, Sensor Receptacle, Daylight Sensing, Occupancy Sensing | 0-10V Analog, DALI, DMX, Phase Cut | Zigbee,Bluetooth,WiFi | No | No | Yes | Yes | Yes | Yes | Autani Energy Center, Avi-on, Douglas Dialog, Enlighted IOT System, Lutron- Vive, McWoing TruBlu, Nedap Luxon, Signify Easysense | Yes | Yes | No | Yes | Yes | Yes | Yes | No | Yes | Yes | Yes | No | RRRWGM | [10 empty] | 5898 | 147.44 | 40 | 13.2 | 0.898 | 3000 | 84 | 9 | 83 | 98 | -11 | 8 |  |  |  |  | No | No | No | No | No | [9 empty] | AC |  | 120 | 277 |  |  | 5898 | 40
Solid State Lighting | 5.1 | PY1RVKVW | Saylite/Texas Fluorescents Reinvented | Saylite | 209A96LY60WDMV35Koooo | Indoor Luminaires | Linear Ambient | Direct Linear Ambient Luminaires |  |  |  | Standard | [16 empty] | 2021-11-02 | No | Continuous Dimming to 10% or below | No Control Capability | No Sensor | 0-10V Analog | No Wireless Protocol | No | No | No | No | No | No |  | No | No | No | Yes | No | No | No | No | No | No | No | No | VVVZVR | [10 empty] | 9787 | 160.33 | 61 | 9.2 | 0.916 | 3500 | 84 | 9 | 84 | 97 | -11 | 8 | 8.0 ft |  |  |  | No | No | No | No | No | [9 empty] | AC |  | 120 | 277 |  |  | 9787 | 61
Solid State Lighting | 5 | PY2MX8EY | Saylite/Texas Fluorescents Reinvented | Saylite | RSR96LT116W13400LDMVxxx50K | Indoor Retrofit Kit | Linear Ambient | Retrofit Kits for Direct Linear Ambient Luminaires | General Purpose |  |  | Standard | [16 empty] | 2017-06-12 | Yes | Continuous Dimming to 10% or below | [23 empty] | EAEEZR | [10 empty] | 14282 | 122.7 | 116.4 | 3.8 | 0.98 | 5000 | 84 | [13 empty] | No | [9 empty] | AC | Updated on 10/31/2019
Solid State Lighting | 5 | PY39Z3YB | Saylite/Texas Fluorescents Reinvented | Saylite | 22CJ24W2700LW10DMV35K | Indoor Retrofit Kit | Troffer | Linear Retrofit Kits for 2x2 Luminaires | General Purpose |  |  | Standard | [16 empty] | 2018-05-25 | Yes | Continuous Dimming to 10% or below | [23 empty] | LLLBNI | [10 empty] | 2621 | 112.009 | 23.4 | 8.2 | 0.95 | 3500 | 82 | [13 empty] | No | [9 empty] | AC | Updated on 10/31/2019
Solid State Lighting | 5 | PY3BC8YK | Saylite/Texas Fluorescents Reinvented | Saylite | HBC48LN144W20000LA10DMVxxx30Koooo | Indoor Luminaires | High-Bay | High-Bay Luminaires for Commercial and Industrial Buildings |  |  |  | Standard | [16 empty] | 2017-03-15 | Yes | Continuous Dimming to 10% or below | [23 empty] | LLLBCJ | [10 empty] | 18600 | 129.17 | 144 | 6.1 | 0.96 | 3000 | 83 | [6 empty] | TRUE | [6 empty] | No | [9 empty] | AC | Updated on 10/31/2019
Solid State Lighting | 5.1 | PY3GVZTH | Saylite/Texas Fluorescents Reinvented | Saylite | S48LFRY45WD(D,G,DALI,DEXAL,SR)MV50Koooo | Indoor Luminaires | Linear Ambient | Direct Linear Ambient Luminaires |  |  |  | Standard | [16 empty] | 2021-09-30 | Yes | Continuous Dimming to 10% or below | LLLC,Energy Monitoring,High End Trim | Multifunction Sensor, Sensor Receptacle, Daylight Sensing, Occupancy Sensing | 0-10V Analog, DALI, DMX, Phase Cut | Zigbee,Bluetooth,WiFi | No | No | Yes | Yes | Yes | Yes | Autani Energy Center, Avi-on, Douglas Dialog, Enlighted IOT System, Lutron- Vive, McWoing TruBlu, Nedap Luxon, Signify Easysense | Yes | Yes | No | Yes | Yes | Yes | Yes | No | Yes | Yes | Yes | No | RRRWGM | [10 empty] | 6805 | 151.21 | 45 | 13.2 | 0.898 | 5000 | 83 | 12 | 82 | 97 | -12 | 4 |  |  |  |  | No | No | No | No | No | [9 empty] | AC |  | 120 | 277 |  |  | 6805 | 45
Solid State Lighting | 5 | PY3KX29G | Saylite/Texas Fluorescents Reinvented | Saylite | LEDT8U15W1800LRK50K | Linear Replacement Lamp | U-Bend Replacement Lamps | Dual Mode Internal Driver (UL Type A and Type B) |  |  |  | Standard | [16 empty] | 2017-03-23 | No | Not Dimmable | [23 empty] | JJJMSN | [10 empty] | 1950 | 130 | 15 | 20 | 0.9 | 5000 | 83 |  |  |  |  | 1.96 | [8 empty] | No | [9 empty] | AC | Updated on 10/31/2019
Solid State Lighting | 5 | PY6TVQ95 | Saylite/Texas Fluorescents Reinvented | Saylite | CBF24LF35W4500LDMV35K | Indoor Luminaires | Troffer | 2x4 Luminaires for Ambient Lighting of Interior Commercial Spaces |  |  |  | Standard | [16 empty] | 2017-02-03 | Yes | Continuous Dimming to 10% or below | [23 empty] | YYYBKX | [10 empty] | 4317 | 123.34 | 35 | 8.5 | 0.99 | 3500 | 84 | [13 empty] | No | [9 empty] | AC | Updated on 10/31/2019
Solid State Lighting | 5 | PY7VFAG2 | Saylite/Texas Fluorescents Reinvented | Saylite | C24LF30W3900LDMV35K | Indoor Luminaires | Linear Ambient | Direct Linear Ambient Luminaires |  |  |  | Standard | [16 empty] | 2017-03-24 | Yes | Continuous Dimming to 10% or below | [23 empty] | VAVWHV | [10 empty] | 3800 | 121.41 | 31.3 | 7.84 | 1 | 3500 | 84 |  |  |  |  | 2 | 2.0 ft | [7 empty] | No | [9 empty] | AC | Updated on 10/31/2019
Solid State Lighting | 5.1 | PY7ZULNQ | Saylite/Texas Fluorescents Reinvented | Saylite | 209A48LY40WDMV40Koooo | Indoor Luminaires | Linear Ambient | Direct Linear Ambient Luminaires |  |  |  | Standard | [16 empty] | 2021-11-02 | No | Continuous Dimming to 10% or below | No Control Capability | No Sensor | 0-10V Analog | No Wireless Protocol | No | No | No | No | No | No |  | No | No | No | Yes | No | No | No | No | No | No | No | No | VVVZVR | [10 empty] | 6412 | 160.31 | 40 | 13.2 | 0.898 | 4000 | 84 | 9 | 84 | 97 | -11 | 4 | 4.0 ft |  |  |  | No | No | No | No | No | [9 empty] | AC |  | 120 | 277 |  |  | 6412 | 40
Solid State Lighting | 5 | PY8FPTDQ | Saylite/Texas Fluorescents Reinvented | Saylite | C96LFRF70W9100LDMV30K | Indoor Luminaires | Linear Ambient | Direct Linear Ambient Luminaires |  |  |  | Standard | [16 empty] | 2017-02-03 | Yes | Continuous Dimming to 10% or below | [23 empty] | YYYBLC | [10 empty] | 8615 | 123.07 | 70 | 5.14 | 1 | 3000 | 84 |  |  |  |  | 8 | 8.0 ft | TRUE | [6 empty] | No | [9 empty] | AC | Updated on 10/31/2019
Solid State Lighting | 5.1 | PY9YIMC1 | Saylite/Texas Fluorescents Reinvented | Saylite | 207A224LY20WDMV40Koooo | Indoor Luminaires | Linear Ambient | Direct Linear Ambient Luminaires |  |  |  | Standard | [16 empty] | 2021-11-02 | No | Continuous Dimming to 10% or below | No Control Capability | No Sensor | 0-10V Analog | No Wireless Protocol | No | No | No | No | No | No |  | No | No | No | Yes | No | No | No | No | No | No | No | No | VVVZVR | [10 empty] | 2742 | 137.08 | 20 | 9.6 | 0.909 | 4000 | 85 | 14 | 84 | 98 | -10 | 2 | 2.0 ft |  |  |  | No | No | No | No | No | [9 empty] | AC |  | 120 | 277 |  |  | 2742 | 20
Solid State Lighting | 5 | PYAEEZPA | Saylite/Texas Fluorescents Reinvented | Saylite | HBC48LN127W18000LA10DMVxxx50Koooo | Indoor Luminaires | High-Bay | High-Bay Luminaires for Commercial and Industrial Buildings |  |  |  | Standard | [16 empty] | 2017-03-15 | Yes | Continuous Dimming to 10% or below | [23 empty] | LLLBCJ | [10 empty] | 17440 | 141.56 | 123.2 | 6.1 | 0.96 | 5000 | 83 | [13 empty] | No | [9 empty] | AC | Updated on 10/31/2019
Solid State Lighting | 5.1 | PYBVC5SK | Saylite/Texas Fluorescents Reinvented | Saylite | S96LY100WD(D,G,DALI,DEXAL,SR)MV30Koooo | Indoor Luminaires | Linear Ambient | Direct Linear Ambient Luminaires |  |  |  | Standard | [16 empty] | 2021-09-30 | Yes | Continuous Dimming to 10% or below | LLLC,Energy Monitoring,High End Trim | Multifunction Sensor, Sensor Receptacle, Daylight Sensing, Occupancy Sensing | 0-10V Analog, DALI, DMX, Phase Cut | Zigbee,Bluetooth,WiFi | No | No | Yes | Yes | Yes | Yes | Autani Energy Center, Avi-on, Douglas Dialog, Enlighted IOT System, Lutron- Vive, McWoing TruBlu, Nedap Luxon, Signify Easysense | Yes | Yes | No | Yes | Yes | Yes | Yes | No | Yes | Yes | Yes | No | RRRWGM | [10 empty] | 15253 | 152.53 | 100 | 10 | 0.994 | 3000 | 83 | 8 | 83 | 98 | -11 | 8 |  |  |  |  | No | No | No | No | No | [9 empty] | AC |  | 120 | 277 |  |  | 15253 | 100
Solid State Lighting | 5.1 | PYCFEKSF | Saylite/Texas Fluorescents Reinvented | Saylite | S48LFRY25WD(D,G,DALI,DEXAL,SR)MV50Koooo | Indoor Luminaires | Linear Ambient | Direct Linear Ambient Luminaires |  |  |  | Standard | [16 empty] | 2021-09-30 | Yes | Continuous Dimming to 10% or below | LLLC,Energy Monitoring,High End Trim | Multifunction Sensor, Sensor Receptacle, Daylight Sensing, Occupancy Sensing | 0-10V Analog, DALI, DMX, Phase Cut | Zigbee,Bluetooth,WiFi | No | No | Yes | Yes | Yes | Yes | Autani Energy Center, Avi-on, Douglas Dialog, Enlighted IOT System, Lutron- Vive, McWoing TruBlu, Nedap Luxon, Signify Easysense | Yes | Yes | No | Yes | Yes | Yes | Yes | No | Yes | Yes | Yes | No | RRRWGM | [10 empty] | 3935 | 157.38 | 25 | 13.2 | 0.898 | 5000 | 83 | 12 | 82 | 97 | -12 | 4 |  |  |  |  | No | No | No | No | No | [9 empty] | AC |  | 120 | 277 |  |  | 3935 | 25
Solid State Lighting | 5 | PYCZJQG1 | Saylite/Texas Fluorescents Reinvented | Saylite | HBC48LN272W36000LA10DMVxxx50Koooo | Indoor Luminaires | High-Bay | High-Bay Luminaires for Commercial and Industrial Buildings |  |  |  | Standard | [16 empty] | 2017-03-15 | Yes | Continuous Dimming to 10% or below | [23 empty] | LLLBCJ | [10 empty] | 35390 | 134.36 | 263.4 | 6.2 | 0.96 | 5000 | 83 | [13 empty] | No | [9 empty] | AC | Updated on 10/31/2019
Solid State Lighting | 5.1 | PYE9D51O | Saylite/Texas Fluorescents Reinvented | Saylite | 200A296LY80WDMV30Koooo | Indoor Luminaires | Linear Ambient | Direct Linear Ambient Luminaires |  |  |  | Standard | [16 empty] | 2021-11-02 | No | Continuous Dimming to 10% or below | No Control Capability | No Sensor | 0-10V Analog | No Wireless Protocol | No | No | No | No | No | No |  | No | No | No | Yes | No | No | No | No | No | No | No | No | VVVZVR | [10 empty] | 12010 | 150.13 | 80 | 13.2 | 0.898 | 3000 | 84 | 9 | 84 | 97 | -11 | 8 | 8.0 ft |  |  |  | No | No | No | No | No | [9 empty] | AC |  | 120 | 277 |  |  | 12010 | 80
Solid State Lighting | 5 | PYFKGWJR | Saylite/Texas Fluorescents Reinvented | Saylite | DFUCLL24LF57W7800LDMV50K | Indoor Retrofit Kit | Troffer | Integrated Retrofit Kits for 2x4 Luminaires | General Purpose |  |  | Premium | [16 empty] | 2017-03-24 | Yes | Continuous Dimming to 10% or below | [23 empty] | VAVWHZ | [10 empty] | 8030 | 140 | 57 | 4.8 | 1 | 5000 | 84 | [13 empty] | No | [9 empty] | AC | Updated on 10/31/2019
Solid State Lighting | 5 | PYGMSZEX | Saylite/Texas Fluorescents Reinvented | Saylite | CBF22LF45W5100LDMV35K | Indoor Luminaires | Troffer | 2x2 Luminaires for Ambient Lighting of Interior Commercial Spaces |  |  |  | Standard | [16 empty] | 2017-02-03 | Yes | Continuous Dimming to 10% or below | [23 empty] | YYYBKZ | [10 empty] | 4955 | 111.12 | 44.59 | 6.1 | 1 | 3500 | 83 | [13 empty] | No | [9 empty] | AC | Updated on 10/31/2019
Solid State Lighting | 5.1 | PYHCBO50 | Saylite/Texas Fluorescents Reinvented | Saylite | S96LY60WD(D,G,DALI,DEXAL,SR)MV35Koooo | Indoor Luminaires | Linear Ambient | Direct Linear Ambient Luminaires |  |  |  | Standard | [16 empty] | 2021-09-30 | Yes | Continuous Dimming to 10% or below | LLLC,Energy Monitoring,High End Trim | Multifunction Sensor, Sensor Receptacle, Daylight Sensing, Occupancy Sensing | 0-10V Analog, DALI, DMX, Phase Cut | Zigbee,Bluetooth,WiFi | No | No | Yes | Yes | Yes | Yes | Autani Energy Center, Avi-on, Douglas Dialog, Enlighted IOT System, Lutron- Vive, McWoing TruBlu, Nedap Luxon, Signify Easysense | Yes | Yes | No | Yes | Yes | Yes | Yes | No | Yes | Yes | Yes | No | RRRWGM | [10 empty] | 10162 | 165.83 | 61.28 | 10 | 0.994 | 3500 | 83 | 8 | 83 | 98 | -11 | 8 |  |  |  |  | No | No | No | No | No | [9 empty] | AC |  | 120 | 277 |  |  | 10162 | 61.28
Solid State Lighting | 5.1 | PYHI6RWX | Saylite/Texas Fluorescents Reinvented | Saylite | C96LFRY50WD(D,G,DALI,DEXAL,SR)MV40Koooo | Indoor Luminaires | Linear Ambient | Direct Linear Ambient Luminaires |  |  |  | Standard | [16 empty] | 2021-09-30 | Yes | Continuous Dimming to 10% or below | LLLC,Energy Monitoring,High End Trim | Multifunction Sensor, Sensor Receptacle, Daylight Sensing, Occupancy Sensing | 0-10V Analog, DALI, DMX, Phase Cut | Zigbee,Bluetooth,WiFi | No | No | Yes | Yes | Yes | Yes | Autani Energy Center, Avi-on, Douglas Dialog, Enlighted IOT System, Lutron- Vive, McWoing TruBlu, Nedap Luxon, Signify Easysense | Yes | Yes | No | Yes | Yes | Yes | Yes | No | Yes | Yes | Yes | No | RRRWGM | [10 empty] | 7869 | 157.38 | 50 | 13.2 | 0.898 | 4000 | 84 | 9 | 83 | 98 | -11 | 8 |  |  |  |  | No | No | No | No | No | [9 empty] | AC |  | 120 | 277 |  |  | 7869 | 50
Solid State Lighting | 5.1 | PYIE5KWU | Saylite/Texas Fluorescents Reinvented | Saylite | S96LFRY100WD(D,G,DALI,DEXAL,SR)MV35Koooo | Indoor Luminaires | Linear Ambient | Direct Linear Ambient Luminaires |  |  |  | Standard | [16 empty] | 2021-09-30 | Yes | Continuous Dimming to 10% or below | LLLC,Energy Monitoring,High End Trim | Multifunction Sensor, Sensor Receptacle, Daylight Sensing, Occupancy Sensing | 0-10V Analog, DALI, DMX, Phase Cut | Zigbee,Bluetooth,WiFi | No | No | Yes | Yes | Yes | Yes | Autani Energy Center, Avi-on, Douglas Dialog, Enlighted IOT System, Lutron- Vive, McWoing TruBlu, Nedap Luxon, Signify Easysense | Yes | Yes | No | Yes | Yes | Yes | Yes | No | Yes | Yes | Yes | No | RRRWGM | [10 empty] | 14659 | 146.59 | 100 | 13.2 | 0.898 | 3500 | 84 | 9 | 83 | 98 | -11 | 8 |  |  |  |  | No | No | No | No | No | [9 empty] | AC |  | 120 | 277 |  |  | 14659 | 100
Solid State Lighting | 5.1 | PYIF2GYL | Saylite/Texas Fluorescents Reinvented | Saylite | 200A224LY25WDMV50Koooo | Indoor Luminaires | Linear Ambient | Direct Linear Ambient Luminaires |  |  |  | Standard | [16 empty] | 2021-11-02 | No | Continuous Dimming to 10% or below | No Control Capability | No Sensor | 0-10V Analog | No Wireless Protocol | No | No | No | No | No | No |  | No | No | No | Yes | No | No | No | No | No | No | No | No | VVVZVR | [10 empty] | 3335 | 133.38 | 25 | 9.6 | 0.909 | 5000 | 84 | 19 | 82 | 97 | -11 | 2 | 2.0 ft |  |  |  | No | No | No | No | No | [9 empty] | AC |  | 120 | 277 |  |  | 3335 | 25
Solid State Lighting | 5.1 | PYKZ8ZDG | Saylite/Texas Fluorescents Reinvented | Saylite | 207A224LY20WDMV30Koooo | Indoor Luminaires | Linear Ambient | Direct Linear Ambient Luminaires |  |  |  | Standard | [16 empty] | 2021-11-02 | No | Continuous Dimming to 10% or below | No Control Capability | No Sensor | 0-10V Analog | No Wireless Protocol | No | No | No | No | No | No |  | No | No | No | Yes | No | No | No | No | No | No | No | No | VVVZVR | [10 empty] | 2557 | 127.83 | 20 | 9.6 | 0.909 | 3000 | 85 | 14 | 84 | 98 | -10 | 2 | 2.0 ft |  |  |  | No | No | No | No | No | [9 empty] | AC |  | 120 | 277 |  |  | 2557 | 20
Solid State Lighting | 5.1 | PYLJWIVF | Saylite/Texas Fluorescents Reinvented | Saylite | S48LFRY45WD(D,G,DALI,DEXAL,SR)MV30Koooo | Indoor Luminaires | Linear Ambient | Direct Linear Ambient Luminaires |  |  |  | Standard | [16 empty] | 2021-09-30 | Yes | Continuous Dimming to 10% or below | LLLC,Energy Monitoring,High End Trim | Multifunction Sensor, Sensor Receptacle, Daylight Sensing, Occupancy Sensing | 0-10V Analog, DALI, DMX, Phase Cut | Zigbee,Bluetooth,WiFi | No | No | Yes | Yes | Yes | Yes | Autani Energy Center, Avi-on, Douglas Dialog, Enlighted IOT System, Lutron- Vive, McWoing TruBlu, Nedap Luxon, Signify Easysense | Yes | Yes | No | Yes | Yes | Yes | Yes | No | Yes | Yes | Yes | No | RRRWGM | [10 empty] | 6357 | 141.27 | 45 | 13.2 | 0.898 | 3000 | 84 | 9 | 83 | 98 | -11 | 4 |  |  |  |  | No | No | No | No | No | [9 empty] | AC |  | 120 | 277 |  |  | 6357 | 45
Solid State Lighting | 5.1 | PYLPJD5T | Saylite/Texas Fluorescents Reinvented | Saylite | RKCIT96LY108WDMV50K | Indoor Retrofit Kit | Linear Ambient | Retrofit Kits for Direct Linear Ambient Luminaires | Luminaire Specific |  |  | Standard | [16 empty] | 2021-04-28 | Yes | Continuous Dimming to 10% or below | Energy Monitoring, High-end Trim, Autani Energy Center, Avi-on, Douglas Dialog, Enlighted IOT System, Lutron- Vive, McWoing TruBlu, Nedap Luxon, Signify Easysense | Daylight Sensor, Occupancy Sensor, Multifunction Sensor, Integral Sensor Receptacle | 0-10V Analog,DALI,DMX | Zigbee, Bluetooth, Wifi | No | No | Yes | Yes | Yes | Yes | Autani Energy Center, Avi-on, Douglas Dialog, Enlighted IOT System, Lutron- Vive, McWoing TruBlu, Nedap Luxon, Signify Easysense | Yes | Yes | No | Yes | Yes | Yes | No | No | Yes | Yes | Yes |  | BBBFSF | [10 empty] | 15167.8 | 144.044 | 105.3 | 9.5 | 0.902 | 5000 | 82 | 11 | 82 | 97 | -12 | 8 | 8.0 ft |  |  |  | No | No | No | No | No | [9 empty] | AC |  | 120 | 277 |  |  | 15167.8 | 105.3
Solid State Lighting | 5 | PYLXHQND | Saylite/Texas Fluorescents Reinvented | Saylite | 22CJ24W2700LW10DMV50K | Indoor Retrofit Kit | Troffer | Linear Retrofit Kits for 2x2 Luminaires | General Purpose |  |  | Standard | [16 empty] | 2018-05-25 | Yes | Continuous Dimming to 10% or below | [23 empty] | LLLBNI | [10 empty] | 2765 | 118.162 | 23.4 | 8.2 | 0.95 | 5000 | 82 | [13 empty] | No | [9 empty] | AC | Updated on 10/31/2019
Solid State Lighting | 5.1 | PYMN6K54 | Saylite/Texas Fluorescents Reinvented | Saylite | S48LFRY50WD(D,G,DALI,DEXAL,SR)MV40Koooo | Indoor Luminaires | Linear Ambient | Direct Linear Ambient Luminaires |  |  |  | Standard | [16 empty] | 2021-09-30 | Yes | Continuous Dimming to 10% or below | LLLC,Energy Monitoring,High End Trim | Multifunction Sensor, Sensor Receptacle, Daylight Sensing, Occupancy Sensing | 0-10V Analog, DALI, DMX, Phase Cut | Zigbee,Bluetooth,WiFi | No | No | Yes | Yes | Yes | Yes | Autani Energy Center, Avi-on, Douglas Dialog, Enlighted IOT System, Lutron- Vive, McWoing TruBlu, Nedap Luxon, Signify Easysense | Yes | Yes | No | Yes | Yes | Yes | Yes | No | Yes | Yes | Yes | No | RRRWGM | [10 empty] | 7485 | 149.69 | 50 | 13.2 | 0.898 | 4000 | 84 | 9 | 83 | 98 | -11 | 4 |  |  |  |  | No | No | No | No | No | [9 empty] | AC |  | 120 | 277 |  |  | 7485 | 50
Solid State Lighting | 5.1 | PYN0CWS3 | Saylite/Texas Fluorescents Reinvented | Saylite | 4RB(421 or 501)LY50WD(D,G,DALI,DEXAL,SR)MV35Koooo | Indoor Retrofit Kit | Linear Ambient | Retrofit Kits for Direct Linear Ambient Luminaires | Luminaire Specific |  |  | Standard | [16 empty] | 2021-09-30 | Yes | Continuous Dimming to 10% or below | LLLC,Energy Monitoring,High End Trim | Multifunction Sensor, Sensor Receptacle, Daylight Sensing, Occupancy Sensing | 0-10V Analog, DALI, DMX, Phase Cut | Zigbee,Bluetooth,WiFi | No | No | Yes | Yes | Yes | Yes | Autani Energy Center, Avi-on, Douglas Dialog, Enlighted IOT System, Lutron- Vive, McWoing TruBlu, Nedap Luxon, Signify Easysense | Yes | Yes | No | Yes | Yes | Yes | Yes | No | Yes | Yes | Yes | No | RRRWGM | [10 empty] | 7994 | 159.87 | 50 | 10 | 0.994 | 3500 | 83 | 8 | 83 | 98 | -11 | 4 |  |  |  |  | No | No | No | No | No | [9 empty] | AC |  | 120 | 277 |  |  | 7994 | 50
Solid State Lighting | 5 | PYPEHMB4 | Saylite/Texas Fluorescents Reinvented | Saylite | RSR96LT60W6900LDMVxxx50K | Indoor Retrofit Kit | Linear Ambient | Retrofit Kits for Direct Linear Ambient Luminaires | General Purpose |  |  | Standard | [16 empty] | 2017-06-12 | Yes | Continuous Dimming to 10% or below | [23 empty] | EAEEZR | [10 empty] | 7792 | 131.62 | 59.2 | 12 | 0.93 | 5000 | 84 | [13 empty] | No | [9 empty] | AC | Updated on 10/31/2019
Solid State Lighting | 5.1 | PYPJS5MO | Saylite/Texas Fluorescents Reinvented | Saylite | 207A224LY15WDMV40Koooo | Indoor Luminaires | Linear Ambient | Direct Linear Ambient Luminaires |  |  |  | Standard | [16 empty] | 2021-11-02 | No | Continuous Dimming to 10% or below | No Control Capability | No Sensor | 0-10V Analog | No Wireless Protocol | No | No | No | No | No | No |  | No | No | No | Yes | No | No | No | No | No | No | No | No | VVVZVR | [10 empty] | 2147 | 140.78 | 15.3 | 9.6 | 0.909 | 4000 | 85 | 14 | 84 | 98 | -10 | 2 | 2.0 ft |  |  |  | No | No | No | No | No | [9 empty] | AC |  | 120 | 277 |  |  | 2147 | 15.3
Solid State Lighting | 5 | PYQ6SW5T | Saylite/Texas Fluorescents Reinvented | Saylite | CRSR48LT58W6700LDMVxxx50K | Indoor Luminaires | Linear Ambient | Direct Linear Ambient Luminaires |  |  |  | Standard | [16 empty] | 2017-06-12 | Yes | Continuous Dimming to 10% or below | [23 empty] | EAEEZR | [10 empty] | 7141 | 122.7 | 58.2 | 3.8 | 0.98 | 5000 | 84 |  |  |  |  | 4 | 4.0 ft | [7 empty] | No | [9 empty] | AC | Updated on 10/31/2019
Solid State Lighting | 5 | PYRMF038 | Saylite/Texas Fluorescents Reinvented | Saylite | 131A22LJ35W3900LDMV30K | Indoor Luminaires | Troffer | 2x2 Luminaires for Ambient Lighting of Interior Commercial Spaces |  |  |  | Standard | [16 empty] | 2018-05-25 | Yes | Continuous Dimming to 10% or below | [23 empty] | LLLBNI | [10 empty] | 3566 | 103.965 | 34.3 | 8.2 | 0.95 | 3000 | 82 | [6 empty] | TRUE | [6 empty] | No | [9 empty] | AC | Updated on 10/31/2019
Solid State Lighting | 5 | PYS0ARJZ | Saylite/Texas Fluorescents Reinvented | Fleco Industries | HILFR24LX100W15000LDMV40Koooo (except WG) | Indoor Luminaires | High-Bay | High-Bay Luminaires for Commercial and Industrial Buildings |  |  |  | Premium | [16 empty] | 2020-06-23 | Yes | Continuous Dimming to 10% or below | [23 empty] | TTTVRK | [10 empty] | 14845 | 148.45 | 100 | 9.45 | 0.966 | 4000 | 83 | [13 empty] | No | [9 empty] | AC |  | 120 | 277 |  |  | 14845 | 100
Solid State Lighting | 5 | PYS4475G | Saylite/Texas Fluorescents Reinvented | Fleco Industries | HILFR48LX231W35000LDMV35Koooo (except WG) | Indoor Luminaires | High-Bay | High-Bay Luminaires for Commercial and Industrial Buildings |  |  |  | Premium | [16 empty] | 2020-06-23 | Yes | Continuous Dimming to 10% or below | [23 empty] | TTTVRK | [10 empty] | 34270 | 148.355 | 231 | 8.1 | 0.978 | 3500 | 83 | [13 empty] | No | [9 empty] | AC |  | 120 | 277 |  |  | 34270 | 231
Solid State Lighting | 5 | PYSUQJS7 | Saylite/Texas Fluorescents Reinvented | Saylite | CBF24LF40W5200LDMV50K | Indoor Luminaires | Troffer | 2x4 Luminaires for Ambient Lighting of Interior Commercial Spaces |  |  |  | Standard | [16 empty] | 2017-02-03 | Yes | Continuous Dimming to 10% or below | [23 empty] | YYYBKX | [10 empty] | 5403 | 135.08 | 40 | 8.5 | 0.99 | 5000 | 84 | [13 empty] | No | [9 empty] | AC | Updated on 10/31/2019
Solid State Lighting | 5.1 | PYTNFJPH | Saylite/Texas Fluorescents Reinvented | Saylite | S96LY60WD(D,G,DALI,DEXAL,SR)MV50Koooo | Indoor Luminaires | Linear Ambient | Direct Linear Ambient Luminaires |  |  |  | Standard | [16 empty] | 2021-09-30 | Yes | Continuous Dimming to 10% or below | LLLC,Energy Monitoring,High End Trim | Multifunction Sensor, Sensor Receptacle, Daylight Sensing, Occupancy Sensing | 0-10V Analog, DALI, DMX, Phase Cut | Zigbee,Bluetooth,WiFi | No | No | Yes | Yes | Yes | Yes | Autani Energy Center, Avi-on, Douglas Dialog, Enlighted IOT System, Lutron- Vive, McWoing TruBlu, Nedap Luxon, Signify Easysense | Yes | Yes | No | Yes | Yes | Yes | Yes | No | Yes | Yes | Yes | No | RRRWGM | [10 empty] | 10377 | 169.34 | 61.28 | 10 | 0.994 | 5000 | 82 | 10 | 81 | 97 | -12 | 8 |  |  |  |  | No | No | No | No | No | [9 empty] | AC |  | 120 | 277 |  |  | 10377 | 61.28
Solid State Lighting | 5 | PYTXK9J8 | Saylite/Texas Fluorescents Reinvented | Saylite | 22CF28W3000LW10DMV40K | Indoor Retrofit Kit | Troffer | Linear Retrofit Kits for 2x2 Luminaires | General Purpose |  |  | Standard | [16 empty] | 2017-02-03 | No | Continuous Dimming to 10% or below | [23 empty] | YYYBLD | [10 empty] | 2979 | 107 | 28 | 6.8 | 0.994 | 4000 | 84 | [13 empty] | No | [9 empty] | AC | Updated on 10/31/2019
Solid State Lighting | 5 | PYTZCZJP | Saylite/Texas Fluorescents Reinvented | Saylite | UCLL14LJ32W4300LDMV40K | Indoor Luminaires | Troffer | 1x4 Luminaires for Ambient Lighting of Interior Commercial Spaces |  |  |  | Standard | [16 empty] | 2018-07-18 | Not Yet Verified | Continuous Dimming to 10% or below | [23 empty] | ZZZBZX | [10 empty] | 4216.47 | 131.76 | 32 | 14 | 0.89 | 4000 | 82 | [13 empty] | No | [9 empty] | AC | Updated on 10/31/2019
Solid State Lighting | 5.1 | PYU6I9JA | Saylite/Texas Fluorescents Reinvented | Saylite | 200A248LY45WDMV35Koooo | Indoor Luminaires | Linear Ambient | Direct Linear Ambient Luminaires |  |  |  | Standard | [16 empty] | 2021-11-02 | No | Continuous Dimming to 10% or below | No Control Capability | No Sensor | 0-10V Analog | No Wireless Protocol | No | No | No | No | No | No |  | No | No | No | Yes | No | No | No | No | No | No | No | No | VVVZVR | [10 empty] | 6989 | 155.3 | 45 | 13.2 | 0.898 | 3500 | 84 | 9 | 84 | 97 | -11 | 4 | 4.0 ft |  |  |  | No | No | No | No | No | [9 empty] | AC |  | 120 | 277 |  |  | 6989 | 45
Solid State Lighting | 5.1 | PYUK6NQT | Saylite/Texas Fluorescents Reinvented | Saylite | (SS,SV,SD,SM)UCLL22LY15W(D,G,DALI,DEXAL,SR)(MV or 120)30Koooo | Indoor Luminaires | Troffer | 2x2 Luminaires for Ambient Lighting of Interior Commercial Spaces |  |  | TRUE | Premium |  | 120 | 2002.5 | 130.4 | 15.36 | 11.3 | 0.909 | 3016 | 83 | 8 | 83 | 98 | -11 | 0.0007 | 5 |  | 2021-07-29 | Yes | Continuous Dimming to 10% or below | Autani Energy Center, Avi-on, Douglas Dialog, Enlighted IOT System, Lutron- Vive, McWoing TruBlu, Nedap Luxon, Signify Easysense | Multifunction Sensor,Sensor Receptacle,Daylight Sensor,Occupancy Sensing | 0-10V Analog,DALI,DMX | Zigbee,Bluetooth,WiFi | No | No | Yes | Yes | Yes | Yes | Autani Energy Center, Avi-on, Douglas Dialog, Enlighted IOT System, Lutron- Vive, McWoing TruBlu, Nedap Luxon, Signify Easysense | No | No | No | Yes | Yes | Yes | No |  | Yes | Yes | Yes | No | JJJOWA | [10 empty] | 2002.5 | 129.11 | 15.51 | 11.3 | 0.909 | 3000 | 83 | 8 | 83 | 98 | -11 | [5 empty] | No | No | No | No | No | [9 empty] | AC |  | 120 | 277 |  |  | 2002.5 | 15.51
Solid State Lighting | 5 | PYUKB12D | Saylite/Texas Fluorescents Reinvented | Saylite | C24LF28W3700LDMV40K | Indoor Luminaires | Linear Ambient | Direct Linear Ambient Luminaires |  |  |  | Standard | [16 empty] | 2017-03-24 | Yes | Continuous Dimming to 10% or below | [23 empty] | VAVWHV | [10 empty] | 3705 | 132.32 | 28 | 7.84 | 1 | 4000 | 84 |  |  |  |  | 2 | 2.0 ft | [7 empty] | No | [9 empty] | AC | Updated on 10/31/2019
Solid State Lighting | 5 | PYUMX3A4 | Saylite/Texas Fluorescents Reinvented | Saylite | UCLL24LF48W4800LDMV35K | Indoor Luminaires | Troffer | 2x4 Luminaires for Ambient Lighting of Interior Commercial Spaces |  |  |  | Standard | [16 empty] | 2016-02-03 | No | Continuous Dimming to 10% or below | [23 empty] | KKKYHA | [10 empty] | 5448 | 111.3 | 48.97 | 5.09 | 0.998 | 3500 | 83.3 | [13 empty] | No | [9 empty] | AC | Updated on 10/31/2019
Solid State Lighting | 5 | PYUV05LM | Saylite/Texas Fluorescents Reinvented | Saylite | UCLL14LJ32W4300LDMV35K | Indoor Luminaires | Troffer | 1x4 Luminaires for Ambient Lighting of Interior Commercial Spaces |  |  |  | Standard | [16 empty] | 2018-07-18 | Not Yet Verified | Continuous Dimming to 10% or below | [23 empty] | ZZZBZX | [10 empty] | 4216.47 | 131.76 | 32 | 14 | 0.89 | 3500 | 82 | [13 empty] | No | [9 empty] | AC | Updated on 10/31/2019
Solid State Lighting | 5 | PYV3KF4W | Saylite/Texas Fluorescents Reinvented | Saylite | UCLL22LF24W3000LDMV35K(WP,EM) | Indoor Luminaires | Troffer | 2x2 Luminaires for Ambient Lighting of Interior Commercial Spaces |  |  |  | Standard | [16 empty] | 2015-10-15 | Yes | Continuous Dimming to 10% or below | [23 empty] | KKKYHA | [10 empty] | 2947 | 122 | 24 | 9.2 | 0.954 | 3500 | 84 | [13 empty] | No | [9 empty] | AC | Product de-listed on 4/1/2017, re-listed on 05/09/2018 due to update, Updated on 10/31/2019
Solid State Lighting | 5.1 | PYW9SBGS | Saylite/Texas Fluorescents Reinvented | Saylite | C24LFRY33WD(D,G,DALI,DEXAL,SR)MV35Koooo | Indoor Luminaires | Linear Ambient | Direct Linear Ambient Luminaires |  |  |  | Standard | [16 empty] | 2021-09-30 | Yes | Continuous Dimming to 10% or below | LLLC,Energy Monitoring,High End Trim | Multifunction Sensor, Sensor Receptacle, Daylight Sensing, Occupancy Sensing | 0-10V Analog, DALI, DMX, Phase Cut | Zigbee,Bluetooth,WiFi | No | No | Yes | Yes | Yes | Yes | Autani Energy Center, Avi-on, Douglas Dialog, Enlighted IOT System, Lutron- Vive, McWoing TruBlu, Nedap Luxon, Signify Easysense | Yes | Yes | No | Yes | Yes | Yes | Yes | No | Yes | Yes | Yes | No | RRRWGM | [10 empty] | 4685 | 141.98 | 33 | 9.4 | 0.991 | 3500 | 84 | 9 | 83 | 98 | -11 | 2 |  |  |  |  | No | No | No | No | No | [9 empty] | AC |  | 120 | 277 |  |  | 4685 | 33
Solid State Lighting | 5 | PYWZC239 | Saylite/Texas Fluorescents Reinvented | Saylite | LFL20L200W24000LMV40KBZ | Outdoor Luminaires | High Output | Architectural Flood and Spot Luminaires |  |  | TRUE | Standard |  |  | 25348 | 130 | 194.71 | 13 | 1 | 4055 | 72 | [5 empty] | 5 | 50000 | 2017-07-20 | Yes | Not Dimmable | [23 empty] | WWWBRI | 7 | 7 | [8 empty] | 25348 | 130 | 194.71 | 5 | 1 | 4055 | 72 | [13 empty] | No | [9 empty] | AC | Updated on 10/31/2019
Solid State Lighting | 5.1 | PYYT4VB5 | Saylite/Texas Fluorescents Reinvented | Saylite | CITE48LFRY15WDMV40K | Indoor Luminaires | Linear Ambient | Direct Linear Ambient Luminaires |  |  |  | Standard | [16 empty] | 2021-04-28 | Yes | Continuous Dimming to 10% or below | Energy Monitoring, High-end Trim, Autani Energy Center, Avi-on, Douglas Dialog, Enlighted IOT System, Lutron- Vive, McWoing TruBlu, Nedap Luxon, Signify Easysense | Daylight Sensor, Occupancy Sensor, Multifunction Sensor, Integral Sensor Receptacle | 0-10V Analog,DALI,DMX | Zigbee, Bluetooth, Wifi | No | No | Yes | Yes | Yes | Yes | Autani Energy Center, Avi-on, Douglas Dialog, Enlighted IOT System, Lutron- Vive, McWoing TruBlu, Nedap Luxon, Signify Easysense | Yes | Yes | No | Yes | Yes | Yes | No | No | Yes | Yes | Yes |  | BBBFSF | [10 empty] | 2371.27 | 161.972 | 14.64 | 9.5 | 0.902 | 4000 | 84 | 10 | 84 | 98 | -11 | 4 | 4.0 ft |  |  |  | No | No | No | No | No | [9 empty] | AC |  | 120 | 277 |  |  | 2371.27 | 14.64
Solid State Lighting | 5 | PZ06JFGZ | Saylite/Texas Fluorescents Reinvented | Fleco Industries | HIL48LX231W35000LDMV30Koooo (except WG) | Indoor Luminaires | High-Bay | High-Bay Luminaires for Commercial and Industrial Buildings |  |  |  | Premium | [16 empty] | 2020-06-23 | Yes | Continuous Dimming to 10% or below | [23 empty] | TTTVRK | [10 empty] | 36399 | 157.571 | 231 | 8.1 | 0.978 | 3000 | 83 | [13 empty] | No | [9 empty] | AC |  | 120 | 277 |  |  | 36399 | 231
Solid State Lighting | 5.1 | PZ09I1MA | Saylite/Texas Fluorescents Reinvented | Saylite | C48LFRY35WD(D,G,DALI,DEXAL,SR)MV35Koooo | Indoor Luminaires | Linear Ambient | Direct Linear Ambient Luminaires |  |  |  | Standard | [16 empty] | 2021-09-30 | Yes | Continuous Dimming to 10% or below | LLLC,Energy Monitoring,High End Trim | Multifunction Sensor, Sensor Receptacle, Daylight Sensing, Occupancy Sensing | 0-10V Analog, DALI, DMX, Phase Cut | Zigbee,Bluetooth,WiFi | No | No | Yes | Yes | Yes | Yes | Autani Energy Center, Avi-on, Douglas Dialog, Enlighted IOT System, Lutron- Vive, McWoing TruBlu, Nedap Luxon, Signify Easysense | Yes | Yes | No | Yes | Yes | Yes | Yes | No | Yes | Yes | Yes | No | RRRWGM | [10 empty] | 5287 | 151.05 | 35 | 13.2 | 0.898 | 3500 | 84 | 9 | 83 | 98 | -11 | 4 |  |  |  |  | No | No | No | No | No | [9 empty] | AC |  | 120 | 277 |  |  | 5287 | 35
Solid State Lighting | 5 | PZ1AYXMN | Saylite/Texas Fluorescents Reinvented | Saylite | UCLL22LF20W2450LDMV50K(WP,EM) | Indoor Luminaires | Troffer | 2x2 Luminaires for Ambient Lighting of Interior Commercial Spaces |  |  |  | Standard | [16 empty] | 2015-10-15 | Yes | Continuous Dimming to 10% or below | [23 empty] | KKKYHA | [10 empty] | 2499 | 125 | 20 | 9.2 | 0.954 | 5000 | 83 | [13 empty] | No | [9 empty] | AC | Product de-listed on 4/1/2017, re-listed on 05/09/2018 due to update, Updated on 10/31/2019
Solid State Lighting | 5.1 | PZ1Q0D8R | Saylite/Texas Fluorescents Reinvented | Saylite | C48LFRY25WD(D,G,DALI,DEXAL,SR)MV40Koooo | Indoor Luminaires | Linear Ambient | Direct Linear Ambient Luminaires |  |  |  | Standard | [16 empty] | 2021-09-30 | Yes | Continuous Dimming to 10% or below | LLLC,Energy Monitoring,High End Trim | Multifunction Sensor, Sensor Receptacle, Daylight Sensing, Occupancy Sensing | 0-10V Analog, DALI, DMX, Phase Cut | Zigbee,Bluetooth,WiFi | No | No | Yes | Yes | Yes | Yes | Autani Energy Center, Avi-on, Douglas Dialog, Enlighted IOT System, Lutron- Vive, McWoing TruBlu, Nedap Luxon, Signify Easysense | Yes | Yes | No | Yes | Yes | Yes | Yes | No | Yes | Yes | Yes | No | RRRWGM | [10 empty] | 3935 | 157.38 | 25 | 13.2 | 0.898 | 4000 | 84 | 9 | 83 | 98 | -11 | 4 |  |  |  |  | No | No | No | No | No | [9 empty] | AC |  | 120 | 277 |  |  | 3935 | 25
Solid State Lighting | 5 | PZ28SKY3 | Saylite/Texas Fluorescents Reinvented | Saylite | RKCB22L36W4680LDMV40K | Indoor Retrofit Kit | Troffer | Integrated Retrofit Kits for 2x2 Luminaires | General Purpose |  |  | Premium | [16 empty] | 2016-08-09 | No | Continuous Dimming to 10% or below | [23 empty] | JJJLTA | [10 empty] | 5031 | 138 | 36.5 | 20 | 0.9 | 4000 | 83.1 | [13 empty] | No | [9 empty] | AC | Updated on 10/31/2019
Solid State Lighting | 5.1 | PZ2VPT53 | Saylite/Texas Fluorescents Reinvented | Saylite | 200A224LY20WDMV35Koooo | Indoor Luminaires | Linear Ambient | Direct Linear Ambient Luminaires |  |  |  | Standard | [16 empty] | 2021-11-02 | No | Continuous Dimming to 10% or below | No Control Capability | No Sensor | 0-10V Analog | No Wireless Protocol | No | No | No | No | No | No |  | No | No | No | Yes | No | No | No | No | No | No | No | No | VVVZVR | [10 empty] | 2683 | 134.16 | 20 | 9.6 | 0.909 | 3500 | 85 | 14 | 84 | 98 | -10 | 2 | 2.0 ft |  |  |  | No | No | No | No | No | [9 empty] | AC |  | 120 | 277 |  |  | 2683 | 20
Solid State Lighting | 5 | PZ2ZZYWB | Saylite/Texas Fluorescents Reinvented | Saylite | 209A24LF12W1600LDMV35K | Indoor Luminaires | Linear Ambient | Direct Linear Ambient Luminaires |  |  |  | Standard | [16 empty] | 2017-03-24 | Yes | Continuous Dimming to 10% or below | [23 empty] | VAVWHW | [10 empty] | 1615 | 129.2 | 12.5 | 13.1 | 0.98 | 3500 | 84 |  |  |  |  | 2 | 2.0 ft | [7 empty] | No | [9 empty] | AC | Updated on 10/31/2019
Solid State Lighting | 5.1 | PZ37UTMP | Saylite/Texas Fluorescents Reinvented | Saylite | CITE48LRFY45WDMV35K | Indoor Luminaires | Linear Ambient | Direct Linear Ambient Luminaires |  |  |  | Standard | [16 empty] | 2021-04-28 | Yes | Continuous Dimming to 10% or below | Energy Monitoring, High-end Trim, Autani Energy Center, Avi-on, Douglas Dialog, Enlighted IOT System, Lutron- Vive, McWoing TruBlu, Nedap Luxon, Signify Easysense | Daylight Sensor, Occupancy Sensor, Multifunction Sensor, Integral Sensor Receptacle | 0-10V Analog,DALI,DMX | Zigbee, Bluetooth, Wifi | No | No | Yes | Yes | Yes | Yes | Autani Energy Center, Avi-on, Douglas Dialog, Enlighted IOT System, Lutron- Vive, McWoing TruBlu, Nedap Luxon, Signify Easysense | Yes | Yes | No | Yes | Yes | Yes | No | No | Yes | Yes | Yes |  | BBBFSF | [10 empty] | 6393.7 | 142.082 | 45 | 9.5 | 0.902 | 3500 | 84 | 10 | 84 | 98 | -11 | 4 | 4.0 ft |  |  |  | No | No | No | No | No | [9 empty] | AC |  | 120 | 277 |  |  | 6393.7 | 45
Solid State Lighting | 5 | PZ3KTWP1 | Saylite/Texas Fluorescents Reinvented | Saylite | CBF14LF40W5100DMV40K [Qualified at 120V] | Indoor Luminaires | Troffer | 1x4 Luminaires for Ambient Lighting of Interior Commercial Spaces |  |  |  | Standard | [16 empty] | 2017-02-03 | Yes | Continuous Dimming to 10% or below | [23 empty] | YYYBKV | [10 empty] | 5140 | 128.5 | 40 | 8.2 | 0.99 | 4000 | 83 | [13 empty] | No | [9 empty] | AC | Updated on 10/31/2019
Solid State Lighting | 5.1 | PZ3WCUXS | Saylite/Texas Fluorescents Reinvented | Saylite | 207A248LY45WDMV35Koooo | Indoor Luminaires | Linear Ambient | Direct Linear Ambient Luminaires |  |  |  | Standard | [16 empty] | 2021-11-02 | No | Continuous Dimming to 10% or below | No Control Capability | No Sensor | 0-10V Analog | No Wireless Protocol | No | No | No | No | No | No |  | No | No | No | Yes | No | No | No | No | No | No | No | No | VVVZVR | [10 empty] | 6989 | 155.3 | 45 | 13.2 | 0.898 | 3500 | 84 | 9 | 84 | 97 | -11 | 4 | 4.0 ft |  |  |  | No | No | No | No | No | [9 empty] | AC |  | 120 | 277 |  |  | 6989 | 45
Solid State Lighting | 5.1 | PZ5DMT5S | Saylite/Texas Fluorescents Reinvented | Saylite | C48LFRY20WD(D,G,DALI,DEXAL,SR)MV40Koooo | Indoor Luminaires | Linear Ambient | Direct Linear Ambient Luminaires |  |  |  | Standard | [16 empty] | 2021-09-30 | Yes | Continuous Dimming to 10% or below | LLLC,Energy Monitoring,High End Trim | Multifunction Sensor, Sensor Receptacle, Daylight Sensing, Occupancy Sensing | 0-10V Analog, DALI, DMX, Phase Cut | Zigbee,Bluetooth,WiFi | No | No | Yes | Yes | Yes | Yes | Autani Energy Center, Avi-on, Douglas Dialog, Enlighted IOT System, Lutron- Vive, McWoing TruBlu, Nedap Luxon, Signify Easysense | Yes | Yes | No | Yes | Yes | Yes | Yes | No | Yes | Yes | Yes | No | RRRWGM | [10 empty] | 3156 | 157.81 | 20 | 13.2 | 0.898 | 4000 | 84 | 9 | 83 | 98 | -11 | 4 |  |  |  |  | No | No | No | No | No | [9 empty] | AC |  | 120 | 277 |  |  | 3156 | 20
Solid State Lighting | 5 | PZ5Y4TEJ | Saylite/Texas Fluorescents Reinvented | Saylite | C48LF35W4900LDMV30K | Indoor Luminaires | Linear Ambient | Direct Linear Ambient Luminaires |  |  |  | Standard | [16 empty] | 2017-02-03 | Yes | Continuous Dimming to 10% or below | [23 empty] | YYYBLC | [10 empty] | 4685 | 133.86 | 35 | 5.07 | 1 | 3000 | 84 |  |  |  |  | 4 | 4.0 ft | TRUE | [6 empty] | No | [9 empty] | AC | Updated on 10/31/2019
Solid State Lighting | 5 | PZ65ZT2T | Saylite/Texas Fluorescents Reinvented | Saylite | PLF23L300W39000LD( MV ,480) 50K[BDWSG][BlankP0P1][BlankM][SQSP]T3 | Outdoor Luminaires | Very High Output | Outdoor Pole/Arm-Mounted Area and Roadway Luminaires |  |  |  | Standard | [16 empty] | 2017-04-06 | Yes | Continuous Dimming to 10% or below | [23 empty] | DDDJAK | [10 empty] | 38000 | 127 | 300 | 6 | 0.9 | 5000 | 70 | [13 empty] | No | [9 empty] | AC | Updated on 5/9/2017, Updated on 10/31/2019
Solid State Lighting | 5 | PZ6GJ4D6 | Saylite/Texas Fluorescents Reinvented | Saylite | CBF22LF20W2500LDMV30K | Indoor Luminaires | Troffer | 2x2 Luminaires for Ambient Lighting of Interior Commercial Spaces |  |  |  | Standard | [16 empty] | 2017-02-03 | Yes | Continuous Dimming to 10% or below | [23 empty] | YYYBKW | [10 empty] | 2372 | 118.6 | 20 | 11.1 | 0.91 | 3000 | 84 | [6 empty] | TRUE | [6 empty] | No | [9 empty] | AC | Updated on 10/31/2019
Solid State Lighting | 5.1 | PZ6MYX7U | Saylite/Texas Fluorescents Reinvented | Saylite | 200A248LY54WDMV40Koooo | Indoor Luminaires | Linear Ambient | Direct Linear Ambient Luminaires |  |  |  | Standard | [16 empty] | 2021-11-02 | No | Continuous Dimming to 10% or below | No Control Capability | No Sensor | 0-10V Analog | No Wireless Protocol | No | No | No | No | No | No |  | No | No | No | Yes | No | No | No | No | No | No | No | No | VVVZVR | [10 empty] | 8282 | 155.18 | 53.4 | 13.2 | 0.898 | 4000 | 83 | 8 | 84 | 97 | -11 | 4 | 4.0 ft |  |  |  | No | No | No | No | No | [9 empty] | AC |  | 120 | 277 |  |  | 8282 | 53.4
Solid State Lighting | 5.1 | PZ77Y1PD | Saylite/Texas Fluorescents Reinvented | Saylite | CITE48LRFY45WDMV40K | Indoor Luminaires | Linear Ambient | Direct Linear Ambient Luminaires |  |  |  | Standard | [16 empty] | 2021-04-28 | Yes | Continuous Dimming to 10% or below | Energy Monitoring, High-end Trim, Autani Energy Center, Avi-on, Douglas Dialog, Enlighted IOT System, Lutron- Vive, McWoing TruBlu, Nedap Luxon, Signify Easysense | Daylight Sensor, Occupancy Sensor, Multifunction Sensor, Integral Sensor Receptacle | 0-10V Analog,DALI,DMX | Zigbee, Bluetooth, Wifi | No | No | Yes | Yes | Yes | Yes | Autani Energy Center, Avi-on, Douglas Dialog, Enlighted IOT System, Lutron- Vive, McWoing TruBlu, Nedap Luxon, Signify Easysense | Yes | Yes | No | Yes | Yes | Yes | No | No | Yes | Yes | Yes |  | BBBFSF | [10 empty] | 6529.2 | 145.093 | 45 | 9.5 | 0.902 | 4000 | 84 | 10 | 84 | 98 | -11 | 4 | 4.0 ft |  |  |  | No | No | No | No | No | [9 empty] | AC |  | 120 | 277 |  |  | 6529.2 | 45
Solid State Lighting | 5.1 | PZ790L3S | Saylite/Texas Fluorescents Reinvented | Saylite | RKCIT96LY50WDMV50K | Indoor Retrofit Kit | Linear Ambient | Retrofit Kits for Direct Linear Ambient Luminaires | Luminaire Specific |  |  | Standard | [16 empty] | 2021-04-28 | Yes | Continuous Dimming to 10% or below | Energy Monitoring, High-end Trim, Autani Energy Center, Avi-on, Douglas Dialog, Enlighted IOT System, Lutron- Vive, McWoing TruBlu, Nedap Luxon, Signify Easysense | Daylight Sensor, Occupancy Sensor, Multifunction Sensor, Integral Sensor Receptacle | 0-10V Analog,DALI,DMX | Zigbee, Bluetooth, Wifi | No | No | Yes | Yes | Yes | Yes | Autani Energy Center, Avi-on, Douglas Dialog, Enlighted IOT System, Lutron- Vive, McWoing TruBlu, Nedap Luxon, Signify Easysense | Yes | Yes | No | Yes | Yes | Yes | No | No | Yes | Yes | Yes |  | BBBFSF | [10 empty] | 7535.3 | 150.706 | 50 | 9.5 | 0.902 | 5000 | 82 | 11 | 82 | 97 | -12 | 8 | 8.0 ft |  |  |  | No | No | No | No | No | [9 empty] | AC |  | 120 | 277 |  |  | 7535.3 | 50
Solid State Lighting | 5.1 | PZ81AY4E | Saylite/Texas Fluorescents Reinvented | Saylite | (SS,SV,SD,SM)CBF24LY54WDMV50Koooo | Indoor Luminaires | Troffer | 2x4 Luminaires for Ambient Lighting of Interior Commercial Spaces |  |  |  | Standard | [16 empty] | 2021-07-29 | Yes | Continuous Dimming to 10% or below | Autani Energy Center, Avi-on, Douglas Dialog, Enlighted IOT System, Lutron- Vive, McWoing TruBlu, Nedap Luxon, Signify Easysense | Multifunction Sensor,Sensor Receptacle,Daylight Sensor,Occupancy Sensing | 0-10V Analog | Zigbee,Bluetooth,WiFi | No | No | Yes | Yes | Yes | Yes | Autani Energy Center, Avi-on, Douglas Dialog, Enlighted IOT System, Lutron- Vive, McWoing TruBlu, Nedap Luxon, Signify Easysense | No | No | No | Yes | No | No | No |  | Yes | Yes | Yes | No | JJJOWB | [10 empty] | 7400.98 | 138.933 | 53.27 | 10.3 | 0.953 | 5000 | 83 | 12 | 81 | 96 | -12 | [5 empty] | No | No | No | No | No | [9 empty] | AC |  | 120 | 277 |  |  | 7400.98 | 53.27
Solid State Lighting | 5.1 | PZ86YBCX | Saylite/Texas Fluorescents Reinvented | Saylite | C96LFRY90WD(D,G,DALI,DEXAL,SR)MV35Koooo | Indoor Luminaires | Linear Ambient | Direct Linear Ambient Luminaires |  |  |  | Standard | [16 empty] | 2021-09-30 | Yes | Continuous Dimming to 10% or below | LLLC,Energy Monitoring,High End Trim | Multifunction Sensor, Sensor Receptacle, Daylight Sensing, Occupancy Sensing | 0-10V Analog, DALI, DMX, Phase Cut | Zigbee,Bluetooth,WiFi | No | No | Yes | Yes | Yes | Yes | Autani Energy Center, Avi-on, Douglas Dialog, Enlighted IOT System, Lutron- Vive, McWoing TruBlu, Nedap Luxon, Signify Easysense | Yes | Yes | No | Yes | Yes | Yes | Yes | No | Yes | Yes | Yes | No | RRRWGM | [10 empty] | 13327 | 148.07 | 90 | 13.2 | 0.898 | 3500 | 84 | 9 | 83 | 98 | -11 | 8 |  |  |  |  | No | No | No | No | No | [9 empty] | AC |  | 120 | 277 |  |  | 13327 | 45
Solid State Lighting | 5.1 | PZ86YIE4 | Saylite/Texas Fluorescents Reinvented | Saylite | C24LY20WD(D,G,DALI,DEXAL,SR)MV50Koooo | Indoor Luminaires | Linear Ambient | Direct Linear Ambient Luminaires |  |  |  | Standard | [16 empty] | 2021-09-30 | Yes | Continuous Dimming to 10% or below | LLLC,Energy Monitoring,High End Trim | Multifunction Sensor, Sensor Receptacle, Daylight Sensing, Occupancy Sensing | 0-10V Analog, DALI, DMX, Phase Cut | Zigbee,Bluetooth,WiFi | No | No | Yes | Yes | Yes | Yes | Autani Energy Center, Avi-on, Douglas Dialog, Enlighted IOT System, Lutron- Vive, McWoing TruBlu, Nedap Luxon, Signify Easysense | Yes | Yes | No | Yes | Yes | Yes | Yes | No | Yes | Yes | Yes | No | RRRWGM | [10 empty] | 3249 | 162.46 | 20 | 13.3 | 0.905 | 5000 | 82 | 11 | 81 | 97 | -12 | 2 |  |  |  |  | No | No | No | No | No | [9 empty] | AC |  | 120 | 277 |  |  | 3249 | 20
Solid State Lighting | 5.1 | PZ87SVA0 | Saylite/Texas Fluorescents Reinvented | Saylite | C96LFRY30WD(D,G,DALI,DEXAL,SR)MV40Koooo | Indoor Luminaires | Linear Ambient | Direct Linear Ambient Luminaires |  |  |  | Standard | [16 empty] | 2021-09-30 | Yes | Continuous Dimming to 10% or below | LLLC,Energy Monitoring,High End Trim | Multifunction Sensor, Sensor Receptacle, Daylight Sensing, Occupancy Sensing | 0-10V Analog, DALI, DMX, Phase Cut | Zigbee,Bluetooth,WiFi | No | No | Yes | Yes | Yes | Yes | Autani Energy Center, Avi-on, Douglas Dialog, Enlighted IOT System, Lutron- Vive, McWoing TruBlu, Nedap Luxon, Signify Easysense | Yes | Yes | No | Yes | Yes | Yes | Yes | No | Yes | Yes | Yes | No | RRRWGM | [10 empty] | 4655 | 158.24 | 29.42 | 9.4 | 0.991 | 4000 | 84 | 9 | 83 | 98 | -11 | 8 |  |  |  |  | No | No | No | No | No | [9 empty] | AC |  | 120 | 277 |  |  | 4655 | 29.42
Solid State Lighting | 5 | PZ89G5XN | Saylite/Texas Fluorescents Reinvented | Saylite | CRSR48LT30W3500LDMVxxx30K | Indoor Luminaires | Linear Ambient | Direct Linear Ambient Luminaires |  |  | TRUE | Standard |  |  | 3529 | 119.2 | 29.6 | 12 | 0.928 | 3100 | 84 | [5 empty] | 5 | 50000 | 2017-06-12 | Yes | Continuous Dimming to 10% or below | [23 empty] | EAEEZR | [10 empty] | 3529 | 119.22 | 29.6 | 12 | 0.93 | 3000 | 84 |  |  |  |  | 4 | 4.0 ft | TRUE | [6 empty] | No | [9 empty] | AC | Updated on 10/31/2019
Solid State Lighting | 5 | PZ8ICEKP | Saylite/Texas Fluorescents Reinvented | Fleco Industries | HILFR48LX170W25000LDMV30Koooo (except WG) | Indoor Luminaires | High-Bay | High-Bay Luminaires for Commercial and Industrial Buildings |  |  |  | Premium | [16 empty] | 2020-06-23 | Yes | Continuous Dimming to 10% or below | [23 empty] | TTTVRK | [10 empty] | 24075 | 141.618 | 170 | 8.69 | 0.977 | 3000 | 83 | [13 empty] | No | [9 empty] | AC |  | 120 | 277 |  |  | 24075 | 170
Solid State Lighting | 5 | PZ8NXXVY | Saylite/Texas Fluorescents Reinvented | Saylite | LFL20L200W24000LMV50KBZ | Outdoor Luminaires | High Output | Architectural Flood and Spot Luminaires |  |  |  | Standard | [16 empty] | 2016-09-23 | Yes | Not Dimmable | [23 empty] | WWWAMM | 7 | 7 | [8 empty] | 25348 | 130 | 194.71 | 5 | 1 | 5244 | 76 | [13 empty] | No | [9 empty] | AC | Updated on 10/31/2019
Solid State Lighting | 5.1 | PZ8RNJKM | Saylite/Texas Fluorescents Reinvented | Saylite | 200A248LY20WDMV35Koooo | Indoor Luminaires | Linear Ambient | Direct Linear Ambient Luminaires |  |  |  | Standard | [16 empty] | 2021-11-02 | No | Continuous Dimming to 10% or below | No Control Capability | No Sensor | 0-10V Analog | No Wireless Protocol | No | No | No | No | No | No |  | No | No | No | Yes | No | No | No | No | No | No | No | No | VVVZVR | [10 empty] | 3239 | 161.94 | 20 | 9.2 | 0.916 | 3500 | 84 | 10 | 84 | 97 | -11 | 4 | 4.0 ft |  |  |  | No | No | No | No | No | [9 empty] | AC |  | 120 | 277 |  |  | 3239 | 20
Solid State Lighting | 5 | PZ8VXE73 | Saylite/Texas Fluorescents Reinvented | Saylite | RSR96LT82W8900LDMVxxx30K | Indoor Retrofit Kit | Linear Ambient | Retrofit Kits for Direct Linear Ambient Luminaires | General Purpose |  |  | Standard | [16 empty] | 2017-06-12 | Yes | Continuous Dimming to 10% or below | [23 empty] | EAEEZR | [10 empty] | 9836 | 119.66 | 82.2 | 12 | 0.93 | 3000 | 84 | [6 empty] | TRUE | [6 empty] | No | [9 empty] | AC | Updated on 10/31/2019
Solid State Lighting | 5.1 | PZ92YUPL | Saylite/Texas Fluorescents Reinvented | Saylite | (SS,SV,SD,SM)UCLL22LY20W(D,G,DALI,DEXAL,SR)(MV or 120)40Koooo | Indoor Luminaires | Troffer | 2x2 Luminaires for Ambient Lighting of Interior Commercial Spaces |  |  |  | Premium | [16 empty] | 2021-07-29 | Yes | Continuous Dimming to 10% or below | Autani Energy Center, Avi-on, Douglas Dialog, Enlighted IOT System, Lutron- Vive, McWoing TruBlu, Nedap Luxon, Signify Easysense | Multifunction Sensor,Sensor Receptacle,Daylight Sensor,Occupancy Sensing | 0-10V Analog,DALI,DMX | Zigbee,Bluetooth,WiFi | No | No | Yes | Yes | Yes | Yes | Autani Energy Center, Avi-on, Douglas Dialog, Enlighted IOT System, Lutron- Vive, McWoing TruBlu, Nedap Luxon, Signify Easysense | No | No | No | Yes | Yes | Yes | No |  | Yes | Yes | Yes | No | JJJOWA | [10 empty] | 2714 | 135.7 | 20 | 11.3 | 0.909 | 4000 | 83 | 8 | 83 | 98 | -11 | [5 empty] | No | No | No | No | No | [9 empty] | AC |  | 120 | 277 |  |  | 2714 | 20
Solid State Lighting | 5.1 | PZ9C0ACO | Saylite/Texas Fluorescents Reinvented | Saylite | C96LY90WD(D,G,DALI,DEXAL,SR)MV50Koooo | Indoor Luminaires | Linear Ambient | Direct Linear Ambient Luminaires |  |  |  | Standard | [16 empty] | 2021-09-30 | Yes | Continuous Dimming to 10% or below | LLLC,Energy Monitoring,High End Trim | Multifunction Sensor, Sensor Receptacle, Daylight Sensing, Occupancy Sensing | 0-10V Analog, DALI, DMX, Phase Cut | Zigbee,Bluetooth,WiFi | No | No | Yes | Yes | Yes | Yes | Autani Energy Center, Avi-on, Douglas Dialog, Enlighted IOT System, Lutron- Vive, McWoing TruBlu, Nedap Luxon, Signify Easysense | Yes | Yes | No | Yes | Yes | Yes | Yes | No | Yes | Yes | Yes | No | RRRWGM | [10 empty] | 14830 | 164.78 | 90 | 10 | 0.994 | 5000 | 82 | 10 | 81 | 97 | -12 | 8 |  |  |  |  | No | No | No | No | No | [9 empty] | AC |  | 120 | 277 |  |  | 14830 | 90
Solid State Lighting | 5 | PZAJRX7Q | Saylite/Texas Fluorescents Reinvented | Saylite | 131A14LF48W5400LDMV30K | Indoor Luminaires | Troffer | 1x4 Luminaires for Ambient Lighting of Interior Commercial Spaces |  |  |  | Standard | [16 empty] | 2017-02-03 | Yes | Continuous Dimming to 10% or below | [23 empty] | YYYBLB | [10 empty] | 5125 | 106.77 | 48 | 5 | 1 | 3000 | 83 | [6 empty] | TRUE | [6 empty] | No | [9 empty] | AC | Updated on 10/31/2019
Solid State Lighting | 5 | PZB9DS1Y | Saylite/Texas Fluorescents Reinvented | Saylite | C96LF70W9800LDMV35K | Indoor Luminaires | Linear Ambient | Direct Linear Ambient Luminaires |  |  |  | Standard | [16 empty] | 2017-02-03 | Yes | Continuous Dimming to 10% or below | [23 empty] | YYYBLC | [10 empty] | 9525 | 136.07 | 70 | 5.07 | 1 | 3500 | 84 |  |  |  |  | 8 | 8.0 ft | [7 empty] | No | [9 empty] | AC | Updated on 10/31/2019
Solid State Lighting | 5.1 | PZCVR28X | Saylite/Texas Fluorescents Reinvented | Saylite | C96LFRY60WD(D,G,DALI,DEXAL,SR)MV30Koooo | Indoor Luminaires | Linear Ambient | Direct Linear Ambient Luminaires |  |  |  | Standard | [16 empty] | 2021-09-30 | Yes | Continuous Dimming to 10% or below | LLLC,Energy Monitoring,High End Trim | Multifunction Sensor, Sensor Receptacle, Daylight Sensing, Occupancy Sensing | 0-10V Analog, DALI, DMX, Phase Cut | Zigbee,Bluetooth,WiFi | No | No | Yes | Yes | Yes | Yes | Autani Energy Center, Avi-on, Douglas Dialog, Enlighted IOT System, Lutron- Vive, McWoing TruBlu, Nedap Luxon, Signify Easysense | Yes | Yes | No | Yes | Yes | Yes | Yes | No | Yes | Yes | Yes | No | RRRWGM | [10 empty] | 8918 | 145.53 | 61.28 | 13.2 | 0.898 | 3000 | 84 | 9 | 83 | 98 | -11 | 8 |  |  |  |  | No | No | No | No | No | [9 empty] | AC |  | 120 | 277 |  |  | 8918 | 61.28
Solid State Lighting | 5.1 | PZDJEL5Y | Saylite/Texas Fluorescents Reinvented | Saylite | (SS,SV,SD,SM)CBF22LY25WDMV40Koooo | Indoor Luminaires | Troffer | 2x2 Luminaires for Ambient Lighting of Interior Commercial Spaces |  |  |  | Standard | [16 empty] | 2021-07-29 | Yes | Continuous Dimming to 10% or below | Autani Energy Center, Avi-on, Douglas Dialog, Enlighted IOT System, Lutron- Vive, McWoing TruBlu, Nedap Luxon, Signify Easysense | Multifunction Sensor,Sensor Receptacle,Daylight Sensor,Occupancy Sensing | 0-10V Analog | Zigbee,Bluetooth,WiFi | No | No | Yes | Yes | Yes | Yes | Autani Energy Center, Avi-on, Douglas Dialog, Enlighted IOT System, Lutron- Vive, McWoing TruBlu, Nedap Luxon, Signify Easysense | No | No | No | Yes | No | No | No |  | Yes | Yes | Yes | No | JJJOWB | [10 empty] | 3340.54 | 133.622 | 25 | 11.3 | 0.909 | 4000 | 83 | 9 | 84 | 97 | -11 | [5 empty] | No | No | No | No | No | [9 empty] | AC |  | 120 | 277 |  |  | 3340.54 | 25
Solid State Lighting | 5 | PZG46E12 | Saylite/Texas Fluorescents Reinvented | Saylite | UCLL22LJ32W3600LDMV40K | Indoor Luminaires | Troffer | 2x2 Luminaires for Ambient Lighting of Interior Commercial Spaces |  |  |  | Standard | [16 empty] | 2018-07-18 | Not Yet Verified | Continuous Dimming to 10% or below | [23 empty] | ZZZBZX | [10 empty] | 3436.48 | 107.39 | 32 | 14 | 0.89 | 4000 | 82 | [13 empty] | No | [9 empty] | AC | Updated on 10/31/2019
Solid State Lighting | 5 | PZG5XW7X | Saylite/Texas Fluorescents Reinvented | Saylite | 209A24LF18W2400LDMV30K | Indoor Luminaires | Linear Ambient | Direct Linear Ambient Luminaires |  |  |  | Standard | [16 empty] | 2017-03-24 | Yes | Continuous Dimming to 10% or below | [23 empty] | VAVWHW | [10 empty] | 2305 | 128.06 | 18 | 13.1 | 0.98 | 3000 | 84 |  |  |  |  | 2 | 2.0 ft | TRUE | [6 empty] | No | [9 empty] | AC | Updated on 10/31/2019
Solid State Lighting | 5.1 | PZIG3NZC | Saylite/Texas Fluorescents Reinvented | Saylite | RKCIT48LY35WDMV30K | Indoor Retrofit Kit | Linear Ambient | Retrofit Kits for Direct Linear Ambient Luminaires | Luminaire Specific |  |  | Standard | [16 empty] | 2021-04-28 | Yes | Continuous Dimming to 10% or below | Energy Monitoring, High-end Trim, Autani Energy Center, Avi-on, Douglas Dialog, Enlighted IOT System, Lutron- Vive, McWoing TruBlu, Nedap Luxon, Signify Easysense | Daylight Sensor, Occupancy Sensor, Multifunction Sensor, Integral Sensor Receptacle | 0-10V Analog,DALI,DMX | Zigbee, Bluetooth, Wifi | No | No | Yes | Yes | Yes | Yes | Autani Energy Center, Avi-on, Douglas Dialog, Enlighted IOT System, Lutron- Vive, McWoing TruBlu, Nedap Luxon, Signify Easysense | Yes | Yes | No | Yes | Yes | Yes | No | No | Yes | Yes | Yes |  | BBBFSF | [10 empty] | 4835 | 138.143 | 35 | 9.5 | 0.902 | 3000 | 84 | 10 | 84 | 98 | -11 | 4 | 4.0 ft |  |  |  | No | No | No | No | No | [9 empty] | AC |  | 120 | 277 |  |  | 4835 | 35
Solid State Lighting | 5.1 | PZJTB458 | Saylite/Texas Fluorescents Reinvented | Saylite | C48LY50WD(D,G,DALI,DEXAL,SR)MV30Koooo | Indoor Luminaires | Linear Ambient | Direct Linear Ambient Luminaires |  |  |  | Standard | [16 empty] | 2021-09-30 | Yes | Continuous Dimming to 10% or below | LLLC,Energy Monitoring,High End Trim | Multifunction Sensor, Sensor Receptacle, Daylight Sensing, Occupancy Sensing | 0-10V Analog, DALI, DMX, Phase Cut | Zigbee,Bluetooth,WiFi | No | No | Yes | Yes | Yes | Yes | Autani Energy Center, Avi-on, Douglas Dialog, Enlighted IOT System, Lutron- Vive, McWoing TruBlu, Nedap Luxon, Signify Easysense | Yes | Yes | No | Yes | Yes | Yes | Yes | No | Yes | Yes | Yes | No | RRRWGM | [10 empty] | 7626 | 152.53 | 50 | 10 | 0.994 | 3000 | 83 | 8 | 83 | 98 | -11 | 4 |  |  |  |  | No | No | No | No | No | [9 empty] | AC |  | 120 | 277 |  |  | 7626 | 50
Solid State Lighting | 5 | PZK2WOEY | Saylite/Texas Fluorescents Reinvented | Saylite | 24CJ28W3800LW10DMV30K | Indoor Retrofit Kit | Troffer | Linear Retrofit Kits for 2x4 Luminaires | General Purpose |  |  | Standard | [16 empty] | 2018-05-25 | Yes | Continuous Dimming to 10% or below | [23 empty] | LLLBNI | [10 empty] | 3527 | 127.79 | 27.6 | 4.7 | 0.97 | 3000 | 83 | [6 empty] | TRUE | [6 empty] | No | [9 empty] | AC | Updated on 10/31/2019
Solid State Lighting | 5 | PZK2YTQV | Saylite/Texas Fluorescents Reinvented | Saylite | DFUCLL22LF20W2700LDMV40K | Indoor Retrofit Kit | Troffer | Integrated Retrofit Kits for 2x2 Luminaires | General Purpose |  |  | Premium | [16 empty] | 2017-03-24 | Yes | Continuous Dimming to 10% or below | [23 empty] | VAVWHY | [10 empty] | 2690 | 134 | 20 | 5.02 | 1 | 4000 | 83 | [13 empty] | No | [9 empty] | AC | Updated on 10/31/2019
Solid State Lighting | 5 | PZKVAZ6P | Saylite/Texas Fluorescents Reinvented | Fleco Industries | HILFR48LX280W45000LDMV35Koooo (except WG) | Indoor Luminaires | High-Bay | High-Bay Luminaires for Commercial and Industrial Buildings |  |  |  | Premium | [16 empty] | 2020-06-23 | Yes | Continuous Dimming to 10% or below | [23 empty] | TTTVRK | [10 empty] | 43205 | 154.304 | 280 | 8.8 | 0.977 | 3500 | 83 | [13 empty] | No | [9 empty] | AC |  | 120 | 277 |  |  | 43205 | 280
Solid State Lighting | 5.1 | PZLED8JH | Saylite/Texas Fluorescents Reinvented | Saylite | (SS,SV,SD,SM)UCLL24LY20W(D,G,DALI,DEXAL,SR)(MV or 120)35Koooo | Indoor Luminaires | Troffer | 2x4 Luminaires for Ambient Lighting of Interior Commercial Spaces |  |  |  | Premium | [16 empty] | 2021-07-29 | Yes | Continuous Dimming to 10% or below | Autani Energy Center, Avi-on, Douglas Dialog, Enlighted IOT System, Lutron- Vive, McWoing TruBlu, Nedap Luxon, Signify Easysense | Multifunction Sensor,Sensor Receptacle,Daylight Sensor,Occupancy Sensing | 0-10V Analog,DALI,DMX | Zigbee,Bluetooth,WiFi | No | No | Yes | Yes | Yes | Yes | Autani Energy Center, Avi-on, Douglas Dialog, Enlighted IOT System, Lutron- Vive, McWoing TruBlu, Nedap Luxon, Signify Easysense | No | No | No | Yes | Yes | Yes | No |  | Yes | Yes | Yes | No | JJJOWA | [10 empty] | 3015.84 | 150.792 | 20 | 11.2 | 0.949 | 3500 | 83 | 8 | 83 | 98 | -11 | [5 empty] | No | No | No | No | No | [9 empty] | AC |  | 120 | 277 |  |  | 3015.84 | 20
Solid State Lighting | 5.1 | PZLU5UVY | Saylite/Texas Fluorescents Reinvented | Saylite | (SS,SV,SD,SM)UCLL22LY15W(D,G,DALI,DEXAL,SR)(MV or 120)40Koooo | Indoor Luminaires | Troffer | 2x2 Luminaires for Ambient Lighting of Interior Commercial Spaces |  |  |  | Premium | [16 empty] | 2021-07-29 | Yes | Continuous Dimming to 10% or below | Autani Energy Center, Avi-on, Douglas Dialog, Enlighted IOT System, Lutron- Vive, McWoing TruBlu, Nedap Luxon, Signify Easysense | Multifunction Sensor,Sensor Receptacle,Daylight Sensor,Occupancy Sensing | 0-10V Analog,DALI,DMX | Zigbee,Bluetooth,WiFi | No | No | Yes | Yes | Yes | Yes | Autani Energy Center, Avi-on, Douglas Dialog, Enlighted IOT System, Lutron- Vive, McWoing TruBlu, Nedap Luxon, Signify Easysense | No | No | No | Yes | Yes | Yes | No |  | Yes | Yes | Yes | No | JJJOWA | [10 empty] | 2143.39 | 138.194 | 15.51 | 11.3 | 0.909 | 4000 | 83 | 8 | 83 | 98 | -11 | [5 empty] | No | No | No | No | No | [9 empty] | AC |  | 120 | 277 |  |  | 2143.39 | 15.51
Solid State Lighting | 5 | PZM1WI4H | Saylite/Texas Fluorescents Reinvented | Fleco Industries | HIL48LX231W35000LDMV35Koooo (except WG) | Indoor Luminaires | High-Bay | High-Bay Luminaires for Commercial and Industrial Buildings |  |  |  | Premium | [16 empty] | 2020-06-23 | Yes | Continuous Dimming to 10% or below | [23 empty] | TTTVRK | [10 empty] | 37290 | 161.429 | 231 | 8.1 | 0.978 | 3500 | 83 | [13 empty] | No | [9 empty] | AC |  | 120 | 277 |  |  | 37290 | 231
Solid State Lighting | 5.1 | PZMILN1J | Saylite/Texas Fluorescents Reinvented | Saylite | C48LFRY40WD(D,G,DALI,DEXAL,SR)MV30Koooo | Indoor Luminaires | Linear Ambient | Direct Linear Ambient Luminaires |  |  |  | Standard | [16 empty] | 2021-09-30 | Yes | Continuous Dimming to 10% or below | LLLC,Energy Monitoring,High End Trim | Multifunction Sensor, Sensor Receptacle, Daylight Sensing, Occupancy Sensing | 0-10V Analog, DALI, DMX, Phase Cut | Zigbee,Bluetooth,WiFi | No | No | Yes | Yes | Yes | Yes | Autani Energy Center, Avi-on, Douglas Dialog, Enlighted IOT System, Lutron- Vive, McWoing TruBlu, Nedap Luxon, Signify Easysense | Yes | Yes | No | Yes | Yes | Yes | Yes | No | Yes | Yes | Yes | No | RRRWGM | [10 empty] | 5708 | 142.69 | 40 | 13.2 | 0.898 | 3000 | 84 | 9 | 83 | 98 | -11 | 4 |  |  |  |  | No | No | No | No | No | [9 empty] | AC |  | 120 | 277 |  |  | 5708 | 40
Solid State Lighting | 5.1 | PZMJF1EC | Saylite/Texas Fluorescents Reinvented | Saylite | 8RB(421 or 501)LY60WD(D,G,DALI,DEXAL,SR)MV30Koooo | Indoor Retrofit Kit | Linear Ambient | Retrofit Kits for Direct Linear Ambient Luminaires | Luminaire Specific |  |  | Standard | [16 empty] | 2021-09-30 | Yes | Continuous Dimming to 10% or below | LLLC,Energy Monitoring,High End Trim | Multifunction Sensor, Sensor Receptacle, Daylight Sensing, Occupancy Sensing | 0-10V Analog, DALI, DMX, Phase Cut | Zigbee,Bluetooth,WiFi | No | No | Yes | Yes | Yes | Yes | Autani Energy Center, Avi-on, Douglas Dialog, Enlighted IOT System, Lutron- Vive, McWoing TruBlu, Nedap Luxon, Signify Easysense | Yes | Yes | No | Yes | Yes | Yes | Yes | No | Yes | Yes | Yes | No | RRRWGM | [10 empty] | 9695 | 158.21 | 61.28 | 10 | 0.994 | 3000 | 83 | 8 | 83 | 98 | -11 | 8 |  |  |  |  | No | No | No | No | No | [9 empty] | AC |  | 120 | 277 |  |  | 9695 | 61.28
Solid State Lighting | 5 | PZNJEX8F | Saylite/Texas Fluorescents Reinvented | Saylite | CITE48LFRF48W5600LLBDMV40Kxx | Indoor Luminaires | Linear Ambient | Direct Linear Ambient Luminaires |  |  |  | Standard | [16 empty] | 2017-02-03 | Yes | Continuous Dimming to 10% or below | [23 empty] | YYYBKT | [10 empty] | 5575 | 117 | 47.6 | 5.6 | 0.997 | 4000 | 84 |  |  |  |  | 4 | 4.0 ft | [7 empty] | No | [9 empty] | AC | Updated on 10/31/2019
Solid State Lighting | 5 | PZPE843V | Saylite/Texas Fluorescents Reinvented | Saylite | CBF24LF57W7200LDMV50K | Indoor Luminaires | Troffer | 2x4 Luminaires for Ambient Lighting of Interior Commercial Spaces |  |  |  | Standard | [16 empty] | 2017-02-03 | Yes | Continuous Dimming to 10% or below | [23 empty] | YYYBKX | [10 empty] | 7428 | 125.88 | 59.01 | 6.7 | 0.99 | 5000 | 84 | [13 empty] | No | [9 empty] | AC | Updated on 10/31/2019
Solid State Lighting | 5 | PZPSAQ4Y | Saylite/Texas Fluorescents Reinvented | Saylite | MFL8L45W5400LMV50K[BLANK,TR][BLANK,BK,WH,GY] | Outdoor Luminaires | Mid Output | Architectural Flood and Spot Luminaires |  |  |  | Standard | [16 empty] | 2019-02-07 | No | Not Dimmable | [23 empty] | VVVXVS | 7 | 7 | [8 empty] | 5400 | 120 | 45 | 17 | 0.9 | 5000 | 70 | [13 empty] | No | [9 empty] | AC | Updated on 11/19/2018, Updated on 10/31/2019
Solid State Lighting | 5 | PZQBN5ZD | Saylite/Texas Fluorescents Reinvented | Saylite | C24LF18W2500LDMV40K | Indoor Luminaires | Linear Ambient | Direct Linear Ambient Luminaires |  |  |  | Standard | [16 empty] | 2017-03-24 | Yes | Continuous Dimming to 10% or below | [23 empty] | VAVWHV | [10 empty] | 2590 | 138.95 | 18.64 | 10.4 | 0.99 | 4000 | 84 |  |  |  |  | 2 | 2.0 ft | [7 empty] | No | [9 empty] | AC | Updated on 10/31/2019
Solid State Lighting | 5 | PZQD36K5 | Saylite/Texas Fluorescents Reinvented | Saylite | C48LF32W4050LDMV35K | Indoor Luminaires | Linear Ambient | Direct Linear Ambient Luminaires |  |  |  | Standard | [16 empty] | 2015-12-07 | Not Yet Verified | Continuous Dimming to 10% or below | [23 empty] | KKKYLT | [10 empty] | 4050 | 126 | 32 | 5.65 | 0.996 | 3500 | 83 | [13 empty] | No | [9 empty] | AC | Updated on 10/31/2019
Solid State Lighting | 5.1 | PZQLBP7W | Saylite/Texas Fluorescents Reinvented | Saylite | C48LFRY35WD(D,G,DALI,DEXAL,SR)MV50Koooo | Indoor Luminaires | Linear Ambient | Direct Linear Ambient Luminaires |  |  |  | Standard | [16 empty] | 2021-09-30 | Yes | Continuous Dimming to 10% or below | LLLC,Energy Monitoring,High End Trim | Multifunction Sensor, Sensor Receptacle, Daylight Sensing, Occupancy Sensing | 0-10V Analog, DALI, DMX, Phase Cut | Zigbee,Bluetooth,WiFi | No | No | Yes | Yes | Yes | Yes | Autani Energy Center, Avi-on, Douglas Dialog, Enlighted IOT System, Lutron- Vive, McWoing TruBlu, Nedap Luxon, Signify Easysense | Yes | Yes | No | Yes | Yes | Yes | Yes | No | Yes | Yes | Yes | No | RRRWGM | [10 empty] | 5399 | 154.25 | 35 | 13.2 | 0.898 | 5000 | 83 | 12 | 82 | 97 | -12 | 4 |  |  |  |  | No | No | No | No | No | [9 empty] | AC |  | 120 | 277 |  |  | 5399 | 35
Solid State Lighting | 5 | PZQRCN9R | Saylite/Texas Fluorescents Reinvented | Saylite | RKCB24L36W4900LMV35K | Indoor Retrofit Kit | Troffer | Integrated Retrofit Kits for 2x4 Luminaires | General Purpose |  | TRUE | Standard |  |  | 4929.3 | 136.17 | 36.2 | 15.53 | 0.9057 | 3476 | 84.9 | [5 empty] | 5 | 50000 | 2016-08-09 | No | Not Dimmable | [23 empty] | JJJLTB | [10 empty] | 4929.3 | 136.17 | 36.2 | 20 | 0.9 | 3500 | 84.9 | [13 empty] | No | [9 empty] | AC | Updated on 10/31/2019
Solid State Lighting | 5 | PZRH3VJG | Saylite/Texas Fluorescents Reinvented | Saylite | 24CJ40W5300LW10DMV50K | Indoor Retrofit Kit | Troffer | Linear Retrofit Kits for 2x4 Luminaires | General Purpose |  |  | Standard | [16 empty] | 2018-05-25 | Yes | Continuous Dimming to 10% or below | [23 empty] | LLLBNI | [10 empty] | 5293 | 134 | 39.5 | 4.7 | 0.97 | 5000 | 83 | [13 empty] | No | [9 empty] | AC | Updated on 10/31/2019
Solid State Lighting | 5 | PZRPTVQY | Saylite/Texas Fluorescents Reinvented | Saylite | C96LFRF118W14200LDMV40K | Indoor Luminaires | Linear Ambient | Direct Linear Ambient Luminaires |  |  |  | Standard | [16 empty] | 2017-02-03 | Yes | Continuous Dimming to 10% or below | [23 empty] | YYYBLC | [10 empty] | 14235 | 120.94 | 117.7 | 5.14 | 1 | 4000 | 84 |  |  |  |  | 8 | 8.0 ft | [7 empty] | No | [9 empty] | AC | Updated on 10/31/2019
Solid State Lighting | 5 | PZSDQRMN | Saylite/Texas Fluorescents Reinvented | Saylite | CBF24LF22W3100LDMV35K | Indoor Luminaires | Troffer | 2x4 Luminaires for Ambient Lighting of Interior Commercial Spaces |  |  |  | Standard | [16 empty] | 2017-02-03 | Yes | Continuous Dimming to 10% or below | [23 empty] | YYYBKX | [10 empty] | 2994 | 130.74 | 22.9 | 8.5 | 0.99 | 3500 | 84 | [13 empty] | No | [9 empty] | AC | Updated on 10/31/2019
Solid State Lighting | 5.1 | PZSF8OCZ | Saylite/Texas Fluorescents Reinvented | Saylite | 4RB(421 or 501)LY20WD(D,G,DALI,DEXAL,SR)MV30Koooo | Indoor Retrofit Kit | Linear Ambient | Retrofit Kits for Direct Linear Ambient Luminaires | Luminaire Specific |  |  | Standard | [16 empty] | 2021-09-30 | Yes | Continuous Dimming to 10% or below | LLLC,Energy Monitoring,High End Trim | Multifunction Sensor, Sensor Receptacle, Daylight Sensing, Occupancy Sensing | 0-10V Analog, DALI, DMX, Phase Cut | Zigbee,Bluetooth,WiFi | No | No | Yes | Yes | Yes | Yes | Autani Energy Center, Avi-on, Douglas Dialog, Enlighted IOT System, Lutron- Vive, McWoing TruBlu, Nedap Luxon, Signify Easysense | Yes | Yes | No | Yes | Yes | Yes | Yes | No | Yes | Yes | Yes | No | RRRWGM | [10 empty] | 3180 | 158.99 | 20 | 13.2 | 0.898 | 3000 | 84 | 9 | 83 | 98 | -11 | 4 |  |  |  |  | No | No | No | No | No | [9 empty] | AC |  | 120 | 277 |  |  | 3180 | 20
Solid State Lighting | 5 | PZSQRJXT | Saylite/Texas Fluorescents Reinvented | Saylite | UCLL14LJ48W6000LDMV40K | Indoor Luminaires | Troffer | 1x4 Luminaires for Ambient Lighting of Interior Commercial Spaces |  |  |  | Standard | [16 empty] | 2018-07-18 | Not Yet Verified | Continuous Dimming to 10% or below | [23 empty] | ZZZBZX | [10 empty] | 5936.72 | 123.68 | 48 | 14 | 0.89 | 4000 | 82 | [13 empty] | No | [9 empty] | AC | Updated on 10/31/2019
Solid State Lighting | 5.1 | PZTT7OV4 | Saylite/Texas Fluorescents Reinvented | Saylite | 209A48LY15WDMV40Koooo | Indoor Luminaires | Linear Ambient | Direct Linear Ambient Luminaires |  |  |  | Standard | [16 empty] | 2021-11-02 | No | Continuous Dimming to 10% or below | No Control Capability | No Sensor | 0-10V Analog | No Wireless Protocol | No | No | No | No | No | No |  | No | No | No | Yes | No | No | No | No | No | No | No | No | VVVZVR | [10 empty] | 2520 | 166.19 | 15.2 | 9.2 | 0.916 | 4000 | 84 | 10 | 84 | 97 | -11 | 4 | 4.0 ft |  |  |  | No | No | No | No | No | [9 empty] | AC |  | 120 | 277 |  |  | 2520 | 15.2
Solid State Lighting | 5.1 | PZU6WUVL | Saylite/Texas Fluorescents Reinvented | Saylite | (SS,SV,SD,SM)CBF22LY20WDMV40Koooo | Indoor Luminaires | Troffer | 2x2 Luminaires for Ambient Lighting of Interior Commercial Spaces |  |  |  | Standard | [16 empty] | 2021-07-29 | Yes | Continuous Dimming to 10% or below | Autani Energy Center, Avi-on, Douglas Dialog, Enlighted IOT System, Lutron- Vive, McWoing TruBlu, Nedap Luxon, Signify Easysense | Multifunction Sensor,Sensor Receptacle,Daylight Sensor,Occupancy Sensing | 0-10V Analog | Zigbee,Bluetooth,WiFi | No | No | Yes | Yes | Yes | Yes | Autani Energy Center, Avi-on, Douglas Dialog, Enlighted IOT System, Lutron- Vive, McWoing TruBlu, Nedap Luxon, Signify Easysense | No | No | No | Yes | No | No | No |  | Yes | Yes | Yes | No | JJJOWB | [10 empty] | 2708.29 | 135.414 | 20 | 11.3 | 0.909 | 4000 | 83 | 9 | 84 | 97 | -11 | [5 empty] | No | No | No | No | No | [9 empty] | AC |  | 120 | 277 |  |  | 2708.29 | 20
Solid State Lighting | 5 | PZUN51DJ | Saylite/Texas Fluorescents Reinvented | Saylite | CBF22LF20W2500LDMV50K | Indoor Luminaires | Troffer | 2x2 Luminaires for Ambient Lighting of Interior Commercial Spaces |  |  |  | Standard | [16 empty] | 2017-02-03 | Yes | Continuous Dimming to 10% or below | [23 empty] | YYYBKW | [10 empty] | 2613 | 130.65 | 20 | 11.1 | 0.91 | 5000 | 84 | [13 empty] | No | [9 empty] | AC | Updated on 10/31/2019
Solid State Lighting | 5.1 | PZURR9EE | Saylite/Texas Fluorescents Reinvented | Saylite | C48LFRY35WD(D,G,DALI,DEXAL,SR)MV30Koooo | Indoor Luminaires | Linear Ambient | Direct Linear Ambient Luminaires |  |  |  | Standard | [16 empty] | 2021-09-30 | Yes | Continuous Dimming to 10% or below | LLLC,Energy Monitoring,High End Trim | Multifunction Sensor, Sensor Receptacle, Daylight Sensing, Occupancy Sensing | 0-10V Analog, DALI, DMX, Phase Cut | Zigbee,Bluetooth,WiFi | No | No | Yes | Yes | Yes | Yes | Autani Energy Center, Avi-on, Douglas Dialog, Enlighted IOT System, Lutron- Vive, McWoing TruBlu, Nedap Luxon, Signify Easysense | Yes | Yes | No | Yes | Yes | Yes | Yes | No | Yes | Yes | Yes | No | RRRWGM | [10 empty] | 5044 | 144.11 | 35 | 13.2 | 0.898 | 3000 | 84 | 9 | 83 | 98 | -11 | 4 |  |  |  |  | No | No | No | No | No | [9 empty] | AC |  | 120 | 277 |  |  | 5044 | 35
Solid State Lighting | 5.1 | PZURXSTM | Saylite/Texas Fluorescents Reinvented | Saylite | S96LFRY40WD(D,G,DALI,DEXAL,SR)MV50Koooo | Indoor Luminaires | Linear Ambient | Direct Linear Ambient Luminaires |  |  |  | Standard | [16 empty] | 2021-09-30 | Yes | Continuous Dimming to 10% or below | LLLC,Energy Monitoring,High End Trim | Multifunction Sensor, Sensor Receptacle, Daylight Sensing, Occupancy Sensing | 0-10V Analog, DALI, DMX, Phase Cut | Zigbee,Bluetooth,WiFi | No | No | Yes | Yes | Yes | Yes | Autani Energy Center, Avi-on, Douglas Dialog, Enlighted IOT System, Lutron- Vive, McWoing TruBlu, Nedap Luxon, Signify Easysense | Yes | Yes | No | Yes | Yes | Yes | Yes | No | Yes | Yes | Yes | No | RRRWGM | [10 empty] | 6312 | 157.81 | 40 | 13.2 | 0.898 | 5000 | 83 | 12 | 82 | 97 | -12 | 8 |  |  |  |  | No | No | No | No | No | [9 empty] | AC |  | 120 | 277 |  |  | 6312 | 40
Solid State Lighting | 5.1 | PZV1XHWM | Saylite/Texas Fluorescents Reinvented | Saylite | 8RB(421 or 501)LY80WD(D,G,DALI,DEXAL,SR)MV50Koooo | Indoor Retrofit Kit | Linear Ambient | Retrofit Kits for Direct Linear Ambient Luminaires | Luminaire Specific |  |  | Standard | [16 empty] | 2021-09-30 | Yes | Continuous Dimming to 10% or below | LLLC,Energy Monitoring,High End Trim | Multifunction Sensor, Sensor Receptacle, Daylight Sensing, Occupancy Sensing | 0-10V Analog, DALI, DMX, Phase Cut | Zigbee,Bluetooth,WiFi | No | No | Yes | Yes | Yes | Yes | Autani Energy Center, Avi-on, Douglas Dialog, Enlighted IOT System, Lutron- Vive, McWoing TruBlu, Nedap Luxon, Signify Easysense | Yes | Yes | No | Yes | Yes | Yes | Yes | No | Yes | Yes | Yes | No | RRRWGM | [10 empty] | 13304 | 166.3 | 80 | 10 | 0.994 | 5000 | 82 | 10 | 81 | 97 | -12 | 8 |  |  |  |  | No | No | No | No | No | [9 empty] | AC |  | 120 | 277 |  |  | 13304 | 80
Solid State Lighting | 5 | PZW1K8RO | Saylite/Texas Fluorescents Reinvented | Saylite | CPY10L27W3800LDMV40K[BLANK,BK,WH,GY][Blank,EM][Blank,SV] | Outdoor Luminaires | Low Output | Parking Garage Luminaires |  |  | TRUE | Premium |  | 120 | 3746.9 | 139.81 | 26.8 | 9.67 | 0.9509 | 4028 | 71.9 | [5 empty] | 5 |  | 2019-01-15 | Yes | Continuous Dimming to 10% or below | [23 empty] | VVVXRM | [10 empty] | 3750 | 139 | 27 | 15 | 0.9 | 4000 | 70 | [13 empty] | No | [9 empty] | AC | Updated on 10/31/2019 | 120 | 277
Solid State Lighting | 5.1 | PZWIDRDI | Saylite/Texas Fluorescents Reinvented | Saylite | 209A96LY40WDMV50Koooo | Indoor Luminaires | Linear Ambient | Direct Linear Ambient Luminaires |  |  |  | Standard | [16 empty] | 2021-11-02 | No | Continuous Dimming to 10% or below | No Control Capability | No Sensor | 0-10V Analog | No Wireless Protocol | No | No | No | No | No | No |  | No | No | No | Yes | No | No | No | No | No | No | No | No | VVVZVR | [10 empty] | 6615 | 165.37 | 40 | 9.2 | 0.916 | 5000 | 84 | 13 | 82 | 96 | -12 | 8 | 8.0 ft |  |  |  | No | No | No | No | No | [9 empty] | AC |  | 120 | 277 |  |  | 6615 | 40
Solid State Lighting | 5 | PZWRCQJ3 | Saylite/Texas Fluorescents Reinvented | Saylite | HIL48LA175W25000LDMVxxx40Koooo | Indoor Luminaires | High-Bay | High-Bay Luminaires for Commercial and Industrial Buildings |  |  |  | Standard | [16 empty] | 2017-05-15 | Yes | Continuous Dimming to 10% or below | [23 empty] | KKKZVA | [10 empty] | 24814 | 140.19 | 177 | 6.5 | 0.98 | 4000 | 82 | [13 empty] | No | [9 empty] | AC | Product delisted 1/31/2018 relisted on 05/22/2018, Updated on 10/31/2019
Solid State Lighting | 5.1 | PZY2BS1O | Saylite/Texas Fluorescents Reinvented | Saylite | 200A296LY100WDMV50Koooo | Indoor Luminaires | Linear Ambient | Direct Linear Ambient Luminaires |  |  |  | Standard | [16 empty] | 2021-11-02 | No | Continuous Dimming to 10% or below | No Control Capability | No Sensor | 0-10V Analog | No Wireless Protocol | No | No | No | No | No | No |  | No | No | No | Yes | No | No | No | No | No | No | No | No | VVVZVR | [10 empty] | 15688 | 156.88 | 100 | 13.2 | 0.898 | 5000 | 84 | 13 | 82 | 96 | -12 | 8 | 8.0 ft |  |  |  | No | No | No | No | No | [9 empty] | AC |  | 120 | 277 |  |  | 15688 | 100
Solid State Lighting | 5 | PZY629JN | Saylite/Texas Fluorescents Reinvented | Saylite | 555A48LF48W6000DMV40K | Indoor Luminaires | Linear Ambient | Direct Linear Ambient Luminaires |  |  |  | Standard | [16 empty] | 2017-02-03 | Yes | Continuous Dimming to 10% or below | [23 empty] | YYYBKU | [10 empty] | 5985 | 124.69 | 48 | 7.6 | 0.99 | 4000 | 82 |  |  |  |  | 4 | 4.0 ft | [7 empty] | No | [9 empty] | AC | Only qualified in ceiling-mounted configuration, Updated on 10/31/2019
Solid State Lighting | 5 | PZZ8EDUV | Saylite/Texas Fluorescents Reinvented | Saylite | C48LF57W7800LDMV40K | Indoor Luminaires | Linear Ambient | Direct Linear Ambient Luminaires |  |  |  | Standard | [16 empty] | 2017-02-03 | Yes | Continuous Dimming to 10% or below | [23 empty] | YYYBLC | [10 empty] | 7755 | 131.42 | 59.01 | 5.07 | 1 | 4000 | 84 |  |  |  |  | 4 | 4.0 ft | [7 empty] | No | [9 empty] | AC | Updated on 10/31/2019
Solid State Lighting | 5 | PZZYPTCX | Saylite/Texas Fluorescents Reinvented | Saylite | CITE48LFRF48W5600LLBDMV50Kxx | Indoor Luminaires | Linear Ambient | Direct Linear Ambient Luminaires |  |  |  | Standard | [16 empty] | 2017-02-03 | Yes | Continuous Dimming to 10% or below | [23 empty] | YYYBKT | [10 empty] | 5804 | 122 | 47.6 | 5.6 | 0.997 | 5000 | 84 |  |  |  |  | 4 | 4.0 ft | [7 empty] | No | [9 empty] | AC | Updated on 10/31/2019