## 2c9180826a3dab96016a4a5edde4076
Product Id | Manufacturer | Brand Name | Model No. | Category | General Application | Primary Use | (Retrofit Kits only) Luminaire Specific / General Purpose | Classification | Is Parent? | Date De-Listed | Tested Light Output | Tested Efficacy (AC) | Tested Wattage | Tested Total Harmonic Distortion | Tested Power Factor | Tested CCT | Tested CRI | Warranty | Lifetime | Date Qualified | Dimming Status | Dimming Type | Has Integral Controls | Notes | Family Name | Zonal Lumens: 0-90ï¿½ï¿½ | Zonal Lumens: 80-90ï¿½ï¿½ | Zonal Lumens: 90-110ï¿½ï¿½ | Zonal Lumens: >110ï¿½ï¿½ | Zonal Lumens: 20-40ï¿½ï¿½ | Zonal Lumens: 60-70ï¿½ï¿½ | Zonal Lumens: 70-80ï¿½ï¿½ | Zonal Lumens: 60-80ï¿½ï¿½ | Zonal Lumens: 0-40ï¿½ï¿½ | Zonal Lumens: 40-70ï¿½ï¿½ | Zonal Lumens: 10-90ï¿½ï¿½ | Zonal Lumens: 0-80ï¿½ï¿½ | Zonal Lumens: 20-50ï¿½ï¿½ | Zonal Lumens: 0-20ï¿½ï¿½ | Zonal Lumens: 30-60ï¿½ï¿½ | Zonal Lumens: 0-60ï¿½ï¿½ | Zonal Lumens: 90-150ï¿½ï¿½ | Spacing Criteria: 0-180ï¿½ï¿½ | Spacing Criteria: 90-270ï¿½ï¿½ | Spacing Criteria: 0-180ï¿½ï¿½ Troffer #1 | Spacing Criteria: 90-270ï¿½ï¿½ Troffer #1 | Spacing Criteria: 0-180ï¿½ï¿½ Troffer #2 | Spacing Criteria: 90-270ï¿½ï¿½ Troffer #2 | NEMA Beam Type: 0-180ï¿½ï¿½ | NEMA Beam Type: 90-270ï¿½ï¿½ | Technical Requirements Version Number | Reported Light Output | Reported Efficacy (AC) | Reported Wattage | Reported Total Harmonic Distortion | Reported Power Factor | Reported CCT | Reported CRI | Rf | Rg | Luminaire Length | CCT 3% Allowance | CCT 5% Allowance | CRI 5% Allowance | Previous Version History Date | Previous Version History Version Number | Previous Version History Date Delisted | Previous Version History Classification | Upcoming Version History Date | Upcoming Version History Version Number | Upcoming Version History Date Delisted | Upcoming Version History Classification | Current Version Effective Date | Field-Adjustable Light Output | White-Tunable | Warm-Dimming | Max. Wattage | Min. Light Output | Max. Light Output | Max. Tested Wattage | Min. CCT | Max. CCT | System Type | Reported Min. Input Voltage | Reported Max. Input Voltage | Test Voltage | Tested Efficacy (DC) | Default Light Output | Default Wattage | Reported Efficacy (DC) | Field Adjustable Light Distribution | Field Adjustable Distribution Type | Light Distribution Setting | PoE Type/Class | PoE Connection
PDCT2UC6 | Mobern Lighting Co | Mobern Lighting | 155-48LED30DMV30 | Indoor Luminaires | Linear Ambient | Direct Linear Ambient Luminaires |  | standard | YES |  | 3772 | 128.7 | 29.3 | 18.1 | 0.9111 | 3061 | 82 | 5 | 50000 | 2016-11-02 | Dimmable | Continuous Below 10 | YES | Only qualified in ceiling-mounted configuration | FFFHII | [15 empty] | 69.7 | [9 empty] | 4.4 | 3772 | 128.74 | 29.27 | 18.1 | 0.91 | 3061 | 82 |  |  | 4 | NO | NO | NO | 2018-05-02 | 4.3 |  | standard |  |  |  |  | 2018-11-02 | NO | NO | NO | [6 empty] | AC | [7 empty] | NO
P33S28FN | Mobern Lighting Co | Mobern Lighting | 155-48LED30DMV35 | Indoor Luminaires | Linear Ambient | Direct Linear Ambient Luminaires |  | standard | NO | [10 empty] | 2016-11-02 | Dimmable | Continuous Below 10 | YES | Only qualified in ceiling-mounted configuration | FFFHII | [25 empty] | 4.4 | 3953.06 | 135.05 | 29.27 | 18.1 | 0.91 | 3500 | 82 |  |  | 4 | NO | NO | NO | 2018-05-02 | 4.3 |  | standard |  |  |  |  | 2018-11-02 | NO | NO | NO | [6 empty] | AC | [7 empty] | NO
P7UXXW6X | Mobern Lighting Co | Mobern Lighting | 155-48LED30DMV40 | Indoor Luminaires | Linear Ambient | Direct Linear Ambient Luminaires |  | standard | NO | [10 empty] | 2016-11-02 | Dimmable | Continuous Below 10 | YES | Only qualified in ceiling-mounted configuration | FFFHII | [25 empty] | 4.4 | 4066.22 | 138.92 | 29.27 | 18.1 | 0.91 | 4000 | 82 |  |  | 4 | NO | NO | NO | 2018-05-02 | 4.3 |  | standard |  |  |  |  | 2018-11-02 | NO | NO | NO | [6 empty] | AC | [7 empty] | NO
PYKA652M | Mobern Lighting Co | Mobern Lighting | 155-48LED30DMV50 | Indoor Luminaires | Linear Ambient | Direct Linear Ambient Luminaires |  | standard | NO | [10 empty] | 2016-11-02 | Dimmable | Continuous Below 10 | YES | Only qualified in ceiling-mounted configuration | FFFHII | [25 empty] | 4.4 | 4213.32 | 143.95 | 29.27 | 18.1 | 0.91 | 5000 | 83 |  |  | 4 | NO | NO | NO | 2018-05-02 | 4.3 |  | standard |  |  |  |  | 2018-11-02 | NO | NO | NO | [6 empty] | AC | [7 empty] | NO
PDPDC2WM | Mobern Lighting Co | Mobern Lighting | 155-48LED48DMV30 | Indoor Luminaires | Linear Ambient | Direct Linear Ambient Luminaires |  | standard | NO | [10 empty] | 2016-11-02 | Dimmable | Continuous Below 10 | YES | Only qualified in ceiling-mounted configuration | FFFHII | [25 empty] | 4.4 | 5708 | 118.92 | 48 | 7.6 | 0.99 | 3061 | 82 |  |  | 4 | NO | NO | NO | 2018-05-02 | 4.3 |  | standard |  |  |  |  | 2018-11-02 | NO | NO | NO | [6 empty] | AC | [7 empty] | NO
PD8TXG4E | Mobern Lighting Co | Mobern Lighting | 155-48LED48DMV35 | Indoor Luminaires | Linear Ambient | Direct Linear Ambient Luminaires |  | standard | NO | [10 empty] | 2016-11-02 | Dimmable | Continuous Below 10 | YES | Only qualified in ceiling-mounted configuration | FFFHII | [25 empty] | 4.4 | 5876 | 122.42 | 48 | 7.6 | 0.99 | 3500 | 82 |  |  | 4 | NO | NO | NO | 2018-05-02 | 4.3 |  | standard |  |  |  |  | 2018-11-02 | NO | NO | NO | [6 empty] | AC | [7 empty] | NO
PT2R7DNC | Mobern Lighting Co | Mobern Lighting | 155-48LED48DMV40 | Indoor Luminaires | Linear Ambient | Direct Linear Ambient Luminaires |  | standard | NO | [10 empty] | 2016-11-02 | Dimmable | Continuous Below 10 | YES | Only qualified in ceiling-mounted configuration | FFFHII | [25 empty] | 4.4 | 5985 | 124.69 | 48 | 7.6 | 0.99 | 4000 | 82 |  |  | 4 | NO | NO | NO | 2018-05-02 | 4.3 |  | standard |  |  |  |  | 2018-11-02 | NO | NO | NO | [6 empty] | AC | [7 empty] | NO
PYXURYAQ | Mobern Lighting Co | Mobern Lighting | 155-48LED48DMV50 | Indoor Luminaires | Linear Ambient | Direct Linear Ambient Luminaires |  | standard | NO | [10 empty] | 2016-11-02 | Dimmable | Continuous Below 10 | YES | Only qualified in ceiling-mounted configuration | FFFHII | [25 empty] | 4.4 | 6371 | 132.73 | 48 | 7.6 | 0.99 | 5097 | 83 |  |  | 4 | NO | NO | NO | 2018-05-02 | 4.3 |  | standard |  |  |  |  | 2018-11-02 | NO | NO | NO | [6 empty] | AC | [7 empty] | NO
P3S6ZMUY | Mobern Lighting Co | Mobern Lighting | 155-48LED57DMV30 | Indoor Luminaires | Linear Ambient | Direct Linear Ambient Luminaires |  | standard | NO | [10 empty] | 2016-11-02 | Dimmable | Continuous Below 10 | YES | Only qualified in ceiling-mounted configuration | FFFHII | [25 empty] | 4.4 | 6540 | 112.84 | 57.96 | 7.6 | 0.99 | 3061 | 82 |  |  | 4 | NO | NO | NO | 2018-05-02 | 4.3 |  | standard |  |  |  |  | 2018-11-02 | NO | NO | NO | [6 empty] | AC | [7 empty] | NO
PPPZFVB3 | Mobern Lighting Co | Mobern Lighting | 155-48LED57DMV35 | Indoor Luminaires | Linear Ambient | Direct Linear Ambient Luminaires |  | standard | NO | [10 empty] | 2016-11-02 | Dimmable | Continuous Below 10 | YES | Only qualified in ceiling-mounted configuration | FFFHII | [25 empty] | 4.4 | 6730 | 116.11 | 57.96 | 7.6 | 0.99 | 3500 | 82 |  |  | 4 | NO | NO | NO | 2018-05-02 | 4.3 |  | standard |  |  |  |  | 2018-11-02 | NO | NO | NO | [6 empty] | AC | [7 empty] | NO
PWE9QBSF | Mobern Lighting Co | Mobern Lighting | 155-48LED57DMV40 | Indoor Luminaires | Linear Ambient | Direct Linear Ambient Luminaires |  | standard | NO | [10 empty] | 2016-11-02 | Dimmable | Continuous Below 10 | YES | Only qualified in ceiling-mounted configuration | FFFHII | [25 empty] | 4.4 | 6858 | 118.32 | 57.96 | 7.6 | 0.99 | 4000 | 82 |  |  | 4 | NO | NO | NO | 2018-05-02 | 4.3 |  | standard |  |  |  |  | 2018-11-02 | NO | NO | NO | [6 empty] | AC | [7 empty] | NO
PTV81PJR | Mobern Lighting Co | Mobern Lighting | 155-48LED57DMV50 | Indoor Luminaires | Linear Ambient | Direct Linear Ambient Luminaires |  | standard | NO | [10 empty] | 2016-11-02 | Dimmable | Continuous Below 10 | YES | Only qualified in ceiling-mounted configuration | FFFHII | [25 empty] | 4.4 | 7352 | 126.85 | 57.96 | 7.6 | 0.99 | 5097 | 83 |  |  | 4 | NO | NO | NO | 2018-05-02 | 4.3 |  | standard |  |  |  |  | 2018-11-02 | NO | NO | NO | [6 empty] | AC | [7 empty] | NO
PAQU7NES | Mobern Lighting Co | Mobern Lighting | 155SW-48LED30DMV30-xx | Outdoor Luminaires | Low Output | Stairwell and Passageway Luminaires |  | Premium | YES |  | 3772 | 128.7 | 29.3 | 18.1 | 0.9111 | 3061 | 82 | 5 | 50000 | 2016-11-02 | Dimmable | Continuous Below 10 | YES |  | FFFHII | 90.6 | [24 empty] | 4.4 | 3772 | 128.74 | 29.27 | 18.1 | 0.91 | 3061 | 82 |  |  |  | NO | NO | NO | 2018-05-02 | 4.3 |  | Premium |  |  |  |  | 2018-11-02 | NO | NO | NO | [6 empty] | AC | [7 empty] | NO
PTU3G376 | Mobern Lighting Co | Mobern Lighting | 155SW-48LED30DMV35-xx | Outdoor Luminaires | Low Output | Stairwell and Passageway Luminaires |  | Premium | NO | [10 empty] | 2016-11-02 | Dimmable | Continuous Below 10 | YES |  | FFFHII | [25 empty] | 4.4 | 3953.06 | 135.05 | 29.27 | 18.1 | 0.91 | 3500 | 82 |  |  |  | NO | NO | NO | 2018-05-02 | 4.3 |  | Premium |  |  |  |  | 2018-11-02 | NO | NO | NO | [6 empty] | AC | [7 empty] | NO
P8D3BFE2 | Mobern Lighting Co | Mobern Lighting | 155SW-48LED30DMV40-xx | Outdoor Luminaires | Low Output | Stairwell and Passageway Luminaires |  | Premium | NO | [10 empty] | 2016-11-02 | Dimmable | Continuous Below 10 | YES |  | FFFHII | [25 empty] | 4.4 | 4066.22 | 138.92 | 29.27 | 18.1 | 0.91 | 4000 | 82 |  |  |  | NO | NO | NO | 2018-05-02 | 4.3 |  | Premium |  |  |  |  | 2018-11-02 | NO | NO | NO | [6 empty] | AC | [7 empty] | NO
PUDGHB9F | Mobern Lighting Co | Mobern Lighting | 155SW-48LED30DMV50-xx | Outdoor Luminaires | Low Output | Stairwell and Passageway Luminaires |  | Premium | NO | [10 empty] | 2016-11-02 | Dimmable | Continuous Below 10 | YES |  | FFFHII | [25 empty] | 4.4 | 4213.32 | 143.95 | 29.27 | 18.1 | 0.91 | 5000 | 83 |  |  |  | NO | NO | NO | 2018-05-02 | 4.3 |  | Premium |  |  |  |  | 2018-11-02 | NO | NO | NO | [6 empty] | AC | [7 empty] | NO
PJDW2TZV | Mobern Lighting Co | Mobern Lighting | 155SW-48LED48DMV30-xx | Outdoor Luminaires | Mid Output | Stairwell and Passageway Luminaires |  | Premium | NO | [10 empty] | 2016-11-02 | Dimmable | Continuous Below 10 | YES |  | FFFHII | [25 empty] | 4.4 | 5708 | 118.92 | 48 | 7.6 | 0.99 | 3061 | 82 |  |  |  | NO | NO | NO | 2018-05-02 | 4.3 |  | Premium |  |  |  |  | 2018-11-02 | NO | NO | NO | [6 empty] | AC | [7 empty] | NO
PGES37KR | Mobern Lighting Co | Mobern Lighting | 155SW-48LED48DMV35-xx | Outdoor Luminaires | Mid Output | Stairwell and Passageway Luminaires |  | Premium | NO | [10 empty] | 2016-11-02 | Dimmable | Continuous Below 10 | YES |  | FFFHII | [25 empty] | 4.4 | 5876 | 122.42 | 48 | 7.6 | 0.99 | 3500 | 82 |  |  |  | NO | NO | NO | 2018-05-02 | 4.3 |  | Premium |  |  |  |  | 2018-11-02 | NO | NO | NO | [6 empty] | AC | [7 empty] | NO
P3D9857W | Mobern Lighting Co | Mobern Lighting | 155SW-48LED48DMV40-xx | Outdoor Luminaires | Mid Output | Stairwell and Passageway Luminaires |  | standard | NO | [10 empty] | 2016-11-02 | Dimmable | Continuous Below 10 | YES |  | FFFHII | [25 empty] | 4.4 | 5985 | 124.69 | 48 | 7.6 | 0.99 | 4000 | 82 |  |  |  | NO | NO | NO | 2018-05-02 | 4.3 |  | standard |  |  |  |  | 2018-11-02 | NO | NO | NO | [6 empty] | AC | [7 empty] | NO
PWAUJ1FS | Mobern Lighting Co | Mobern Lighting | 155SW-48LED48DMV50-xx | Outdoor Luminaires | Mid Output | Stairwell and Passageway Luminaires |  | Premium | NO | [10 empty] | 2016-11-02 | Dimmable | Continuous Below 10 | YES |  | FFFHII | [25 empty] | 4.4 | 6371 | 132.73 | 48 | 7.6 | 0.99 | 5097 | 83 |  |  |  | NO | NO | NO | 2018-05-02 | 4.3 |  | Premium |  |  |  |  | 2018-11-02 | NO | NO | NO | [6 empty] | AC | [7 empty] | NO
PMMYKEMJ | Mobern Lighting Co | Mobern Lighting | 155SW-48LED57DMV30-xx | Outdoor Luminaires | Mid Output | Stairwell and Passageway Luminaires |  | Premium | NO | [10 empty] | 2016-11-02 | Dimmable | Continuous Below 10 | YES |  | FFFHII | [25 empty] | 4.4 | 6540 | 112.84 | 57.96 | 7.6 | 0.99 | 3061 | 82 |  |  |  | NO | NO | NO | 2018-05-02 | 4.3 |  | Premium |  |  |  |  | 2018-11-02 | NO | NO | NO | [6 empty] | AC | [7 empty] | NO
PQGRKGK1 | Mobern Lighting Co | Mobern Lighting | 155SW-48LED57DMV35-xx | Outdoor Luminaires | Mid Output | Stairwell and Passageway Luminaires |  | Premium | NO | [10 empty] | 2016-11-02 | Dimmable | Continuous Below 10 | YES |  | FFFHII | [25 empty] | 4.4 | 6730 | 116.11 | 57.96 | 7.6 | 0.99 | 3500 | 82 |  |  |  | NO | NO | NO | 2018-05-02 | 4.3 |  | Premium |  |  |  |  | 2018-11-02 | NO | NO | NO | [6 empty] | AC | [7 empty] | NO
P8MHH5K1 | Mobern Lighting Co | Mobern Lighting | 155SW-48LED57DMV40-xx | Outdoor Luminaires | Mid Output | Stairwell and Passageway Luminaires |  | Premium | NO | [10 empty] | 2016-11-02 | Dimmable | Continuous Below 10 | YES |  | FFFHII | [25 empty] | 4.4 | 6858 | 118.32 | 57.96 | 7.6 | 0.99 | 4000 | 82 |  |  |  | NO | NO | NO | 2018-05-02 | 4.3 |  | Premium |  |  |  |  | 2018-11-02 | NO | NO | NO | [6 empty] | AC | [7 empty] | NO
P9GKGCUY | Mobern Lighting Co | Mobern Lighting | 155SW-48LED57DMV50-xx | Outdoor Luminaires | Mid Output | Stairwell and Passageway Luminaires |  | Premium | NO | [10 empty] | 2016-11-02 | Dimmable | Continuous Below 10 | YES |  | FFFHII | [25 empty] | 4.4 | 7352 | 126.85 | 57.96 | 7.6 | 0.99 | 5097 | 83 |  |  |  | NO | NO | NO | 2018-05-02 | 4.3 |  | Premium |  |  |  |  | 2018-11-02 | NO | NO | NO | [6 empty] | AC | [7 empty] | NO
P8UGZC7A | Mobern Lighting Co | Mobern Lighting | 42-24PLED22DMV30 | Indoor Luminaires | Linear Ambient | Direct Linear Ambient Luminaires |  | standard | NO | [10 empty] | 2017-12-14 | Dimmable | Continuous Below 10 | YES |  | EAEFJL | [25 empty] | 4.4 | 2618.2 | 122.86 | 21.31 | 9.9 | 1 | 3000 | 82 |  |  | 2 | NO | NO | NO | [8 empty] | 2018-11-02 | NO | NO | NO | [6 empty] | AC | [7 empty] | NO
PTUULV1Z | Mobern Lighting Co | Mobern Lighting | 42-24PLED22DMV35 | Indoor Luminaires | Linear Ambient | Direct Linear Ambient Luminaires |  | standard | NO | [10 empty] | 2017-12-14 | Dimmable | Continuous Below 10 | YES |  | EAEFJL | [25 empty] | 4.4 | 2707.72 | 123.08 | 22 | 9.9 | 1 | 3500 | 82 |  |  | 2 | NO | NO | NO | [8 empty] | 2018-11-02 | NO | NO | NO | [6 empty] | AC | [7 empty] | NO
P4MIC5LW | Mobern Lighting Co | Mobern Lighting | 42-24PLED22DMV40 | Indoor Luminaires | Linear Ambient | Direct Linear Ambient Luminaires |  | standard | NO | [10 empty] | 2017-12-14 | Dimmable | Continuous Below 10 | YES |  | EAEFJL | [25 empty] | 4.4 | 2800.45 | 127.29 | 22 | 9.9 | 1 | 4000 | 82 |  |  | 2 | NO | NO | NO | [8 empty] | 2018-11-02 | NO | NO | NO | [6 empty] | AC | [7 empty] | NO
PVXBAYUJ | Mobern Lighting Co | Mobern Lighting | 42-24PLED22DMV50 | Indoor Luminaires | Linear Ambient | Direct Linear Ambient Luminaires |  | standard | YES |  | 2848.3 | 130.5 | 21.83 | 9.8 | 0.995 | 5052 | 82 | 5 | 50000 | 2017-12-14 | Dimmable | Continuous Below 10 | YES |  | EAEFJL | [15 empty] | 79.1 | [9 empty] | 4.4 | 2848.3 | 129.47 | 22 | 9.9 | 1 | 5000 | 82 |  |  | 2 | NO | NO | NO | [8 empty] | 2018-11-02 | NO | NO | NO | [6 empty] | AC | [7 empty] | NO
P33O6BVI | Mobern Lighting Co | Mobern Lighting | 42-24PLED22DMVFR30 | Indoor Luminaires | Linear Ambient | Direct Linear Ambient Luminaires |  | standard | YES |  | 2414.7 | 113.5 | 21.28 | 9.9 | 0.952 | 3082 | 83 | 5 | 50000 | 2017-12-14 | Dimmable | Continuous Below 10 | YES |  | EAEFJL | [15 empty] | 69.9 | [9 empty] | 4.4 | 2414.7 | 113.5 | 21.28 | 9.9 | 1 | 3000 | 82 |  |  | 2 | NO | NO | NO | [8 empty] | 2018-11-02 | NO | NO | NO | [6 empty] | AC | [7 empty] | NO
P15A5GY9 | Mobern Lighting Co | Mobern Lighting | 42-24PLED22DMVFR35 | Indoor Luminaires | Linear Ambient | Direct Linear Ambient Luminaires |  | standard | NO | [10 empty] | 2017-12-14 | Dimmable | Continuous Below 10 | YES |  | EAEFJL | [25 empty] | 4.4 | 2497.26 | 113.51 | 22 | 9.9 | 1 | 3500 | 82 |  |  | 2 | NO | NO | NO | [8 empty] | 2018-11-02 | NO | NO | NO | [6 empty] | AC | [7 empty] | NO
P6I2U6IA | Mobern Lighting Co | Mobern Lighting | 42-24PLED22DMVFR40 | Indoor Luminaires | Linear Ambient | Direct Linear Ambient Luminaires |  | standard | NO | [10 empty] | 2017-12-14 | Dimmable | Continuous Below 10 | YES |  | EAEFJL | [25 empty] | 4.4 | 2582.79 | 117.4 | 22 | 9.9 | 1 | 4000 | 82 |  |  | 2 | NO | NO | NO | [8 empty] | 2018-11-02 | NO | NO | NO | [6 empty] | AC | [7 empty] | NO
PNDN2W1V | Mobern Lighting Co | Mobern Lighting | 42-24PLED22DMVFR50 | Indoor Luminaires | Linear Ambient | Direct Linear Ambient Luminaires |  | standard | NO | [10 empty] | 2017-12-14 | Dimmable | Continuous Below 10 | YES |  | EAEFJL | [25 empty] | 4.4 | 2627.6 | 119.44 | 22 | 9.9 | 1 | 5000 | 83 |  |  | 2 | NO | NO | NO | [8 empty] | 2018-11-02 | NO | NO | NO | [6 empty] | AC | [7 empty] | NO
PJ78H7O8 | Mobern Lighting Co | Mobern Lighting | 42-48PLED37DMV30 | Indoor Luminaires | Linear Ambient | Direct Linear Ambient Luminaires |  | standard | NO | [10 empty] | 2017-12-14 | Dimmable | Continuous Below 10 | YES |  | EAEFJL | [25 empty] | 4.4 | 4709 | 129.6 | 36.33 | 8.7 | 1 | 3000 | 82 |  |  | 4 | NO | NO | NO | [8 empty] | 2018-11-02 | NO | NO | NO | [6 empty] | AC | [7 empty] | NO
PB52XC1B | Mobern Lighting Co | Mobern Lighting | 42-48PLED37DMV30 | Indoor Luminaires | High-Bay | Low-Bay Luminaires for Commercial and Industrial Buildings |  | standard | YES |  | 4650 | 127.7 | 36.4 | 8.7 | 0.996 | 3081 | 82 | 5 | 50000 | 2017-12-14 | Dimmable | Continuous Below 10 | YES |  | EAEFJL | [12 empty] | 49.6 | [12 empty] | 4.4 | 4709 | 129.6 | 36.33 | 8.7 | 1 | 3000 | 82 |  |  |  | NO | NO | NO | [8 empty] | 2018-11-02 | NO | NO | NO | [6 empty] | AC | [7 empty] | NO
P81Z13MA | Mobern Lighting Co | Mobern Lighting | 42-48PLED37DMV35 | Indoor Luminaires | Linear Ambient | Direct Linear Ambient Luminaires |  | standard | NO | [10 empty] | 2017-12-14 | Dimmable | Continuous Below 10 | YES |  | EAEFJL | [25 empty] | 4.4 | 4870.01 | 131.62 | 37 | 8.4 | 1 | 3500 | 82 |  |  | 4 | NO | NO | NO | [8 empty] | 2018-11-02 | NO | NO | NO | [6 empty] | AC | [7 empty] | NO
PP3UCRET | Mobern Lighting Co | Mobern Lighting | 42-48PLED37DMV35 | Indoor Luminaires | High-Bay | Low-Bay Luminaires for Commercial and Industrial Buildings |  | standard | NO | [10 empty] | 2017-12-14 | Dimmable | Continuous Below 10 | YES |  | EAEFJL | [25 empty] | 4.4 | 4870.01 | 131.62 | 37 | 8.4 | 1 | 3500 | 82 |  |  |  | NO | NO | NO | [8 empty] | 2018-11-02 | NO | NO | NO | [6 empty] | AC | [7 empty] | NO
PWS52BMC | Mobern Lighting Co | Mobern Lighting | 42-48PLED37DMV40 | Indoor Luminaires | Linear Ambient | Direct Linear Ambient Luminaires |  | standard | NO | [10 empty] | 2017-12-14 | Dimmable | Continuous Below 10 | YES |  | EAEFJL | [25 empty] | 4.4 | 5036.79 | 136.13 | 37 | 8.4 | 1 | 4000 | 82 |  |  | 4 | NO | NO | NO | [8 empty] | 2018-11-02 | NO | NO | NO | [6 empty] | AC | [7 empty] | NO
PJ87X5BN | Mobern Lighting Co | Mobern Lighting | 42-48PLED37DMV40 | Indoor Luminaires | High-Bay | Low-Bay Luminaires for Commercial and Industrial Buildings |  | standard | NO | [10 empty] | 2017-12-14 | Dimmable | Continuous Below 10 | YES |  | EAEFJL | [25 empty] | 4.4 | 5036.79 | 136.13 | 37 | 8.4 | 1 | 4000 | 82 |  |  |  | NO | NO | NO | [8 empty] | 2018-11-02 | NO | NO | NO | [6 empty] | AC | [7 empty] | NO
PINCTZPU | Mobern Lighting Co | Mobern Lighting | 42-48PLED37DMV50 | Indoor Luminaires | Linear Ambient | Direct Linear Ambient Luminaires |  | standard | NO | [10 empty] | 2017-12-14 | Dimmable | Continuous Below 10 | YES |  | EAEFJL | [25 empty] | 4.4 | 5124.38 | 138.5 | 37 | 8.4 | 1 | 5000 | 82 |  |  | 4 | NO | NO | NO | [8 empty] | 2018-11-02 | NO | NO | NO | [6 empty] | AC | [7 empty] | NO
PRP0TPCS | Mobern Lighting Co | Mobern Lighting | 42-48PLED37DMV50 | Indoor Luminaires | High-Bay | Low-Bay Luminaires for Commercial and Industrial Buildings |  | standard | NO | [10 empty] | 2017-12-14 | Dimmable | Continuous Below 10 | YES |  | EAEFJL | [25 empty] | 4.4 | 5124.38 | 138.5 | 37 | 8.4 | 1 | 5000 | 82 |  |  |  | NO | NO | NO | [8 empty] | 2018-11-02 | NO | NO | NO | [6 empty] | AC | [7 empty] | NO
P8JX221T | Mobern Lighting Co | Mobern Lighting | 42-48PLED37DMVFR30 | Indoor Luminaires | Linear Ambient | Direct Linear Ambient Luminaires |  | standard | YES |  | 4322 | 119.1 | 36.3 | 8.7 | 0.996 | 3086 | 83 | 5 | 50000 | 2017-12-14 | Dimmable | Continuous Below 10 | YES |  | EAEFJL | [15 empty] | 69.8 | [9 empty] | 4.4 | 4379.7 | 120.8 | 36.27 | 8.7 | 0.99 | 3000 | 83 |  |  | 4 | NO | NO | NO | [8 empty] | 2018-11-02 | NO | NO | NO | [6 empty] | AC | [7 empty] | NO
PNAM7CHL | Mobern Lighting Co | Mobern Lighting | 42-48PLED37DMVFR35 | Indoor Luminaires | Linear Ambient | Direct Linear Ambient Luminaires |  | standard | NO | [10 empty] | 2017-12-14 | Dimmable | Continuous Below 10 | YES |  | EAEFJL | [25 empty] | 4.4 | 4529.45 | 122.42 | 37 | 8.7 | 0.99 | 3500 | 83 |  |  | 4 | NO | NO | NO | [8 empty] | 2018-11-02 | NO | NO | NO | [6 empty] | AC | [7 empty] | NO
PXVURA1S | Mobern Lighting Co | Mobern Lighting | 42-48PLED37DMVFR40 | Indoor Luminaires | Linear Ambient | Direct Linear Ambient Luminaires |  | standard | NO | [10 empty] | 2017-12-14 | Dimmable | Continuous Below 10 | YES |  | EAEFJL | [25 empty] | 4.4 | 4684.57 | 126.61 | 37 | 8.7 | 0.99 | 4000 | 83 |  |  | 4 | NO | NO | NO | [8 empty] | 2018-11-02 | NO | NO | NO | [6 empty] | AC | [7 empty] | NO
P7EDDGZ4 | Mobern Lighting Co | Mobern Lighting | 42-48PLED37DMVFR50 | Indoor Luminaires | Linear Ambient | Direct Linear Ambient Luminaires |  | standard | NO | [10 empty] | 2017-12-14 | Dimmable | Continuous Below 10 | YES |  | EAEFJL | [25 empty] | 4.4 | 4766.03 | 128.81 | 37 | 8.7 | 0.99 | 5000 | 83 |  |  | 4 | NO | NO | NO | [8 empty] | 2018-11-02 | NO | NO | NO | [6 empty] | AC | [7 empty] | NO
PJHIEFVA | Mobern Lighting Co | Mobern Lighting | 42-96PLED74DMV30 | Indoor Luminaires | Linear Ambient | Direct Linear Ambient Luminaires |  | standard | NO | [10 empty] | 2017-12-14 | Dimmable | Continuous Below 10 | YES |  | EAEFJL | [25 empty] | 4.4 | 9418 | 127 | 74 | 8.7 | 1 | 3000 | 82 |  |  | 8 | NO | NO | NO | [8 empty] | 2018-11-02 | NO | NO | NO | [6 empty] | AC | [7 empty] | NO
PHOE3JNZ | Mobern Lighting Co | Mobern Lighting | 42-96PLED74DMV30 | Indoor Luminaires | High-Bay | Low-Bay Luminaires for Commercial and Industrial Buildings |  | standard | NO | [10 empty] | 2017-12-14 | Dimmable | Continuous Below 10 | YES |  | EAEFJL | [25 empty] | 4.4 | 9418 | 127 | 74 | 8.7 | 1 | 3000 | 82 |  |  |  | NO | NO | NO | [8 empty] | 2018-11-02 | NO | NO | NO | [6 empty] | AC | [7 empty] | NO
PX0OFX9H | Mobern Lighting Co | Mobern Lighting | 42-96PLED74DMV35 | Indoor Luminaires | High-Bay | Low-Bay Luminaires for Commercial and Industrial Buildings |  | standard | NO | [10 empty] | 2017-12-14 | Dimmable | Continuous Below 10 | YES |  | EAEFJL | [25 empty] | 4.4 | 9740.01 | 131.62 | 74 | 8.4 | 1 | 3500 | 82 |  |  |  | NO | NO | NO | [8 empty] | 2018-11-02 | NO | NO | NO | [6 empty] | AC | [7 empty] | NO
PDOZP0NA | Mobern Lighting Co | Mobern Lighting | 42-96PLED74DMV35 | Indoor Luminaires | Linear Ambient | Direct Linear Ambient Luminaires |  | standard | NO | [10 empty] | 2017-12-14 | Dimmable | Continuous Below 10 | YES |  | EAEFJL | [25 empty] | 4.4 | 9740.01 | 131.62 | 74 | 8.4 | 1 | 3500 | 82 |  |  | 8 | NO | NO | NO | [8 empty] | 2018-11-02 | NO | NO | NO | [6 empty] | AC | [7 empty] | NO
PGPD41RZ | Mobern Lighting Co | Mobern Lighting | 42-96PLED74DMV40 | Indoor Luminaires | Linear Ambient | Direct Linear Ambient Luminaires |  | standard | NO | [10 empty] | 2017-12-14 | Dimmable | Continuous Below 10 | YES |  | EAEFJL | [25 empty] | 4.4 | 10073.6 | 136.13 | 74 | 8.4 | 1 | 4000 | 82 |  |  | 8 | NO | NO | NO | [8 empty] | 2018-11-02 | NO | NO | NO | [6 empty] | AC | [7 empty] | NO
P9L2UBK8 | Mobern Lighting Co | Mobern Lighting | 42-96PLED74DMV40 | Indoor Luminaires | High-Bay | Low-Bay Luminaires for Commercial and Industrial Buildings |  | standard | NO | [10 empty] | 2017-12-14 | Dimmable | Continuous Below 10 | YES |  | EAEFJL | [25 empty] | 4.4 | 10073.6 | 136.13 | 74 | 8.4 | 1 | 4000 | 82 |  |  |  | NO | NO | NO | [8 empty] | 2018-11-02 | NO | NO | NO | [6 empty] | AC | [7 empty] | NO
P8XGK9LT | Mobern Lighting Co | Mobern Lighting | 42-96PLED74DMV50 | Indoor Luminaires | High-Bay | Low-Bay Luminaires for Commercial and Industrial Buildings |  | standard | NO | [10 empty] | 2017-12-14 | Dimmable | Continuous Below 10 | YES |  | EAEFJL | [25 empty] | 4.4 | 10248.8 | 138.5 | 74 | 8.4 | 1 | 5000 | 82 |  |  |  | NO | NO | NO | [8 empty] | 2018-11-02 | NO | NO | NO | [6 empty] | AC | [7 empty] | NO
PZ3D03FU | Mobern Lighting Co | Mobern Lighting | 42-96PLED74DMV50 | Indoor Luminaires | Linear Ambient | Direct Linear Ambient Luminaires |  | standard | NO | [10 empty] | 2017-12-14 | Dimmable | Continuous Below 10 | YES |  | EAEFJL | [25 empty] | 4.4 | 10248.8 | 138.5 | 74 | 8.4 | 1 | 5000 | 82 |  |  | 8 | NO | NO | NO | [8 empty] | 2018-11-02 | NO | NO | NO | [6 empty] | AC | [7 empty] | NO
P6Y2NA2M | Mobern Lighting Co | Mobern Lighting | 42-96PLED74DMVFR30 | Indoor Luminaires | High-Bay | Low-Bay Luminaires for Commercial and Industrial Buildings |  | standard | NO | [10 empty] | 2017-12-14 | Dimmable | Continuous Below 10 | YES |  | EAEFJL | [25 empty] | 4.4 | 8759.4 | 118 | 74 | 8.7 | 0.99 | 3000 | 83 |  |  |  | NO | NO | NO | [8 empty] | 2018-11-02 | NO | NO | NO | [6 empty] | AC | [7 empty] | NO
PBXDV09M | Mobern Lighting Co | Mobern Lighting | 42-96PLED74DMVFR30 | Indoor Luminaires | Linear Ambient | Direct Linear Ambient Luminaires |  | standard | NO | [10 empty] | 2017-12-14 | Dimmable | Continuous Below 10 | YES |  | EAEFJL | [25 empty] | 4.4 | 8759.4 | 118 | 74 | 8.7 | 0.99 | 3000 | 83 |  |  | 8 | NO | NO | NO | [8 empty] | 2018-11-02 | NO | NO | NO | [6 empty] | AC | [7 empty] | NO
PCDK8RYZ | Mobern Lighting Co | Mobern Lighting | 42-96PLED74DMVFR35 | Indoor Luminaires | High-Bay | Low-Bay Luminaires for Commercial and Industrial Buildings |  | standard | NO | [10 empty] | 2017-12-14 | Dimmable | Continuous Below 10 | YES |  | EAEFJL | [25 empty] | 4.4 | 9058.9 | 122.42 | 74 | 8.7 | 0.99 | 3500 | 83 |  |  |  | NO | NO | NO | [8 empty] | 2018-11-02 | NO | NO | NO | [6 empty] | AC | [7 empty] | NO
POWP9ALQ | Mobern Lighting Co | Mobern Lighting | 42-96PLED74DMVFR35 | Indoor Luminaires | Linear Ambient | Direct Linear Ambient Luminaires |  | standard | NO | [10 empty] | 2017-12-14 | Dimmable | Continuous Below 10 | YES |  | EAEFJL | [25 empty] | 4.4 | 9058.9 | 122.42 | 74 | 8.7 | 0.99 | 3500 | 83 |  |  | 8 | NO | NO | NO | [8 empty] | 2018-11-02 | NO | NO | NO | [6 empty] | AC | [7 empty] | NO
P5JGIMLI | Mobern Lighting Co | Mobern Lighting | 42-96PLED74DMVFR40 | Indoor Luminaires | Linear Ambient | Direct Linear Ambient Luminaires |  | standard | NO | [10 empty] | 2017-12-14 | Dimmable | Continuous Below 10 | YES |  | EAEFJL | [25 empty] | 4.4 | 9369.14 | 126.61 | 74 | 8.7 | 0.99 | 4000 | 83 |  |  | 8 | NO | NO | NO | [8 empty] | 2018-11-02 | NO | NO | NO | [6 empty] | AC | [7 empty] | NO
P0DXF23U | Mobern Lighting Co | Mobern Lighting | 42-96PLED74DMVFR40 | Indoor Luminaires | High-Bay | Low-Bay Luminaires for Commercial and Industrial Buildings |  | standard | NO | [10 empty] | 2017-12-14 | Dimmable | Continuous Below 10 | YES |  | EAEFJL | [25 empty] | 4.4 | 9369.14 | 126.61 | 74 | 8.7 | 0.99 | 4000 | 83 |  |  |  | NO | NO | NO | [8 empty] | 2018-11-02 | NO | NO | NO | [6 empty] | AC | [7 empty] | NO
PE4M4UQK | Mobern Lighting Co | Mobern Lighting | 42-96PLED74DMVFR50 | Indoor Luminaires | High-Bay | Low-Bay Luminaires for Commercial and Industrial Buildings |  | standard | NO | [10 empty] | 2017-12-14 | Dimmable | Continuous Below 10 | YES |  | EAEFJL | [25 empty] | 4.4 | 9532.07 | 128.81 | 74 | 8.7 | 0.99 | 5000 | 83 |  |  |  | NO | NO | NO | [8 empty] | 2018-11-02 | NO | NO | NO | [6 empty] | AC | [7 empty] | NO
P4QZQQ14 | Mobern Lighting Co | Mobern Lighting | 42-96PLED74DMVFR50 | Indoor Luminaires | Linear Ambient | Direct Linear Ambient Luminaires |  | standard | NO | [10 empty] | 2017-12-14 | Dimmable | Continuous Below 10 | YES |  | EAEFJL | [25 empty] | 4.4 | 9532.07 | 128.81 | 74 | 8.7 | 0.99 | 5000 | 83 |  |  | 8 | NO | NO | NO | [8 empty] | 2018-11-02 | NO | NO | NO | [6 empty] | AC | [7 empty] | NO
PD31DF2M | Mobern Lighting Co | Mobern Lighting | 44-24LED18DMV30 | Indoor Luminaires | Linear Ambient | Direct Linear Ambient Luminaires |  | standard | NO | [10 empty] | 2017-01-10 | Dimmable | Continuous Below 10 | YES |  | FFFHNT | [25 empty] | 4.4 | 2467.8 | 132.39 | 18.64 | 10.4 | 0.99 | 3000 | 84 |  |  | 2 | NO | NO | NO | 2018-05-02 | 4.3 |  | standard |  |  |  |  | 2018-11-02 | NO | NO | NO | [6 empty] | AC | [7 empty] | NO
PHD9NKM9 | Mobern Lighting Co | Mobern Lighting | 44-24LED18DMV35 | Indoor Luminaires | Linear Ambient | Direct Linear Ambient Luminaires |  | standard | NO | [10 empty] | 2017-01-10 | Dimmable | Continuous Below 10 | YES |  | FFFHNT | [25 empty] | 4.4 | 2505 | 134.39 | 18.64 | 10.4 | 0.99 | 3500 | 84 |  |  | 2 | NO | NO | NO | 2018-05-02 | 4.3 |  | standard |  |  |  |  | 2018-11-02 | NO | NO | NO | [6 empty] | AC | [7 empty] | NO
P4KE5N2F | Mobern Lighting Co | Mobern Lighting | 44-24LED18DMV40 | Indoor Luminaires | Linear Ambient | Direct Linear Ambient Luminaires |  | standard | NO | [10 empty] | 2017-01-10 | Dimmable | Continuous Below 10 | YES |  | FFFHNT | [25 empty] | 4.4 | 2590 | 138.95 | 18.64 | 10.4 | 0.99 | 4000 | 84 |  |  | 2 | NO | NO | NO | 2018-05-02 | 4.3 |  | standard |  |  |  |  | 2018-11-02 | NO | NO | NO | [6 empty] | AC | [7 empty] | NO
PN5392VC | Mobern Lighting Co | Mobern Lighting | 44-24LED18DMV50 | Indoor Luminaires | Linear Ambient | Direct Linear Ambient Luminaires |  | standard | NO | [10 empty] | 2017-01-10 | Dimmable | Continuous Below 10 | YES |  | FFFHNT | [25 empty] | 4.4 | 2670 | 143.24 | 18.64 | 10.4 | 0.99 | 5000 | 83 |  |  | 2 | NO | NO | NO | 2018-05-02 | 4.3 |  | standard |  |  |  |  | 2018-11-02 | NO | NO | NO | [6 empty] | AC | [7 empty] | NO
PQYXES3G | Mobern Lighting Co | Mobern Lighting | 44-24LED18DMVFR30 | Indoor Luminaires | Linear Ambient | Direct Linear Ambient Luminaires |  | standard | YES |  | 2193.5 | 117.9 | 18.6 | 11.7 | 0.949 | 3119 | 84 | 5 | 50000 | 2017-01-10 | Dimmable | Continuous Below 10 | YES |  | FFFHNT | [15 empty] | 74.1 | [9 empty] | 4.4 | 2193.5 | 117.68 | 18.64 | 10.5 | 0.99 | 3000 | 83 |  |  | 2 | NO | NO | NO | 2018-05-02 | 4.3 |  | standard |  |  |  |  | 2018-11-02 | NO | NO | NO | [6 empty] | AC | [7 empty] | NO
PS8CP9S3 | Mobern Lighting Co | Mobern Lighting | 44-24LED18DMVFR35 | Indoor Luminaires | Linear Ambient | Direct Linear Ambient Luminaires |  | standard | NO | [10 empty] | 2017-01-10 | Dimmable | Continuous Below 10 | YES |  | FFFHNT | [25 empty] | 4.4 | 2230 | 119.64 | 18.64 | 10.5 | 0.99 | 3500 | 83 |  |  | 2 | NO | NO | NO | 2018-05-02 | 4.3 |  | standard |  |  |  |  | 2018-11-02 | NO | NO | NO | [6 empty] | AC | [7 empty] | NO
PVC2JEBM | Mobern Lighting Co | Mobern Lighting | 44-24LED18DMVFR40 | Indoor Luminaires | Linear Ambient | Direct Linear Ambient Luminaires |  | standard | NO | [10 empty] | 2017-01-10 | Dimmable | Continuous Below 10 | YES |  | FFFHNT | [25 empty] | 4.4 | 2300 | 123.39 | 18.64 | 10.5 | 0.99 | 4000 | 83 |  |  | 2 | NO | NO | NO | 2018-05-02 | 4.3 |  | standard |  |  |  |  | 2018-11-02 | NO | NO | NO | [6 empty] | AC | [7 empty] | NO
PUHDVGE7 | Mobern Lighting Co | Mobern Lighting | 44-24LED18DMVFR50 | Indoor Luminaires | Linear Ambient | Direct Linear Ambient Luminaires |  | standard | NO | [10 empty] | 2017-01-10 | Dimmable | Continuous Below 10 | YES |  | FFFHNT | [25 empty] | 4.4 | 2370 | 127.15 | 18.64 | 10.5 | 0.99 | 5000 | 83 |  |  | 2 | NO | NO | NO | 2018-05-02 | 4.3 |  | standard |  |  |  |  | 2018-11-02 | NO | NO | NO | [6 empty] | AC | [7 empty] | NO
P8ZYC996 | Mobern Lighting Co | Mobern Lighting | 44-24LED24DMV30 | Indoor Luminaires | Linear Ambient | Direct Linear Ambient Luminaires |  | standard | NO | [10 empty] | 2017-01-10 | Dimmable | Continuous Below 10 | YES |  | FFFHNT | [25 empty] | 4.4 | 3195 | 133.13 | 24 | 10.4 | 0.99 | 3000 | 84 |  |  | 2 | NO | NO | NO | 2018-05-02 | 4.3 |  | standard |  |  |  |  | 2018-11-02 | NO | NO | NO | [6 empty] | AC | [7 empty] | NO
PEH5C6NY | Mobern Lighting Co | Mobern Lighting | 44-24LED24DMV35 | Indoor Luminaires | Linear Ambient | Direct Linear Ambient Luminaires |  | standard | NO | [10 empty] | 2017-01-10 | Dimmable | Continuous Below 10 | YES |  | FFFHNT | [25 empty] | 4.4 | 3245 | 135.21 | 24 | 10.4 | 0.99 | 3500 | 84 |  |  | 2 | NO | NO | NO | 2018-05-02 | 4.3 |  | standard |  |  |  |  | 2018-11-02 | NO | NO | NO | [6 empty] | AC | [7 empty] | NO
P5QJUAUK | Mobern Lighting Co | Mobern Lighting | 44-24LED24DMV40 | Indoor Luminaires | Linear Ambient | Direct Linear Ambient Luminaires |  | standard | NO | [10 empty] | 2017-01-10 | Dimmable | Continuous Below 10 | YES |  | FFFHNT | [25 empty] | 4.4 | 3355 | 139.79 | 24 | 10.4 | 0.99 | 4000 | 84 |  |  | 2 | NO | NO | NO | 2018-05-02 | 4.3 |  | standard |  |  |  |  | 2018-11-02 | NO | NO | NO | [6 empty] | AC | [7 empty] | NO
PQU41ZA2 | Mobern Lighting Co | Mobern Lighting | 44-24LED24DMV50 | Indoor Luminaires | Linear Ambient | Direct Linear Ambient Luminaires |  | standard | NO | [10 empty] | 2017-01-10 | Dimmable | Continuous Below 10 | YES |  | FFFHNT | [25 empty] | 4.4 | 3455 | 143.96 | 24 | 10.4 | 0.99 | 5000 | 83 |  |  | 2 | NO | NO | NO | 2018-05-02 | 4.3 |  | standard |  |  |  |  | 2018-11-02 | NO | NO | NO | [6 empty] | AC | [7 empty] | NO
P2C8R514 | Mobern Lighting Co | Mobern Lighting | 44-24LED24DMVFR30 | Indoor Luminaires | Linear Ambient | Direct Linear Ambient Luminaires |  | standard | NO | [10 empty] | 2017-01-10 | Dimmable | Continuous Below 10 | YES |  | FFFHNT | [25 empty] | 4.4 | 2840 | 118.33 | 24 | 10.5 | 0.99 | 3000 | 83 |  |  | 2 | NO | NO | NO | 2018-05-02 | 4.3 |  | standard |  |  |  |  | 2018-11-02 | NO | NO | NO | [6 empty] | AC | [7 empty] | NO
PBBUXVJX | Mobern Lighting Co | Mobern Lighting | 44-24LED24DMVFR35 | Indoor Luminaires | Linear Ambient | Direct Linear Ambient Luminaires |  | standard | NO | [10 empty] | 2017-01-10 | Dimmable | Continuous Below 10 | YES |  | FFFHNT | [25 empty] | 4.4 | 2885 | 120.21 | 24 | 10.5 | 0.99 | 3500 | 83 |  |  | 2 | NO | NO | NO | 2018-05-02 | 4.3 |  | standard |  |  |  |  | 2018-11-02 | NO | NO | NO | [6 empty] | AC | [7 empty] | NO
PBEHRCUY | Mobern Lighting Co | Mobern Lighting | 44-24LED24DMVFR40 | Indoor Luminaires | Linear Ambient | Direct Linear Ambient Luminaires |  | standard | NO | [10 empty] | 2017-01-10 | Dimmable | Continuous Below 10 | YES |  | FFFHNT | [25 empty] | 4.4 | 2980 | 124.17 | 24 | 10.5 | 0.99 | 4000 | 83 |  |  | 2 | NO | NO | NO | 2018-05-02 | 4.3 |  | standard |  |  |  |  | 2018-11-02 | NO | NO | NO | [6 empty] | AC | [7 empty] | NO
P9SBNHF6 | Mobern Lighting Co | Mobern Lighting | 44-24LED24DMVFR50 | Indoor Luminaires | Linear Ambient | Direct Linear Ambient Luminaires |  | standard | NO | [10 empty] | 2017-01-10 | Dimmable | Continuous Below 10 | YES |  | FFFHNT | [25 empty] | 4.4 | 3070 | 127.92 | 24 | 10.5 | 0.99 | 5000 | 83 |  |  | 2 | NO | NO | NO | 2018-05-02 | 4.3 |  | standard |  |  |  |  | 2018-11-02 | NO | NO | NO | [6 empty] | AC | [7 empty] | NO
P78EPFJK | Mobern Lighting Co | Mobern Lighting | 44-24LED28DMV30 | Indoor Luminaires | Linear Ambient | Direct Linear Ambient Luminaires |  | standard | NO | [10 empty] | 2017-01-10 | Dimmable | Continuous Below 10 | YES |  | FFFHNT | [25 empty] | 4.4 | 3530 | 126.07 | 28 | 7.84 | 1 | 3000 | 84 |  |  | 2 | NO | NO | NO | 2018-05-02 | 4.3 |  | standard |  |  |  |  | 2018-11-02 | NO | NO | NO | [6 empty] | AC | [7 empty] | NO
PPKJMNDZ | Mobern Lighting Co | Mobern Lighting | 44-24LED28DMV35 | Indoor Luminaires | Linear Ambient | Direct Linear Ambient Luminaires |  | standard | NO | [10 empty] | 2017-01-10 | Dimmable | Continuous Below 10 | YES |  | FFFHNT | [25 empty] | 4.4 | 3585 | 128.04 | 28 | 7.84 | 1 | 3500 | 84 |  |  | 2 | NO | NO | NO | 2018-05-02 | 4.3 |  | standard |  |  |  |  | 2018-11-02 | NO | NO | NO | [6 empty] | AC | [7 empty] | NO
PCK2SPTT | Mobern Lighting Co | Mobern Lighting | 44-24LED28DMV40 | Indoor Luminaires | Linear Ambient | Direct Linear Ambient Luminaires |  | standard | NO | [10 empty] | 2017-01-10 | Dimmable | Continuous Below 10 | YES |  | FFFHNT | [25 empty] | 4.4 | 3705 | 132.32 | 28 | 7.84 | 1 | 4000 | 84 |  |  | 2 | NO | NO | NO | 2018-05-02 | 4.3 |  | standard |  |  |  |  | 2018-11-02 | NO | NO | NO | [6 empty] | AC | [7 empty] | NO
PRTR2A3T | Mobern Lighting Co | Mobern Lighting | 44-24LED28DMV50 | Indoor Luminaires | Linear Ambient | Direct Linear Ambient Luminaires |  | standard | NO | [10 empty] | 2017-01-10 | Dimmable | Continuous Below 10 | YES |  | FFFHNT | [25 empty] | 4.4 | 3815 | 136.25 | 28 | 7.84 | 1 | 5000 | 83 |  |  | 2 | NO | NO | NO | 2018-05-02 | 4.3 |  | standard |  |  |  |  | 2018-11-02 | NO | NO | NO | [6 empty] | AC | [7 empty] | NO
PRTUJYJZ | Mobern Lighting Co | Mobern Lighting | 44-24LED28DMVFR30 | Indoor Luminaires | Linear Ambient | Direct Linear Ambient Luminaires |  | standard | NO | [10 empty] | 2017-01-10 | Dimmable | Continuous Below 10 | YES |  | FFFHNT | [25 empty] | 4.4 | 3140 | 112.14 | 28 | 7.65 | 1 | 3000 | 83 |  |  | 2 | NO | NO | NO | 2018-05-02 | 4.3 |  | standard |  |  |  |  | 2018-11-02 | NO | NO | NO | [6 empty] | AC | [7 empty] | NO
P5D8D29U | Mobern Lighting Co | Mobern Lighting | 44-24LED28DMVFR35 | Indoor Luminaires | Linear Ambient | Direct Linear Ambient Luminaires |  | standard | NO | [10 empty] | 2017-01-10 | Dimmable | Continuous Below 10 | YES |  | FFFHNT | [25 empty] | 4.4 | 3190 | 113.93 | 28 | 7.65 | 1 | 3500 | 83 |  |  | 2 | NO | NO | NO | 2018-05-02 | 4.3 |  | standard |  |  |  |  | 2018-11-02 | NO | NO | NO | [6 empty] | AC | [7 empty] | NO
PBGXV2YS | Mobern Lighting Co | Mobern Lighting | 44-24LED28DMVFR40 | Indoor Luminaires | Linear Ambient | Direct Linear Ambient Luminaires |  | standard | NO | [10 empty] | 2017-01-10 | Dimmable | Continuous Below 10 | YES |  | FFFHNT | [25 empty] | 4.4 | 3295 | 117.68 | 28 | 7.65 | 1 | 4000 | 83 |  |  | 2 | NO | NO | NO | 2018-05-02 | 4.3 |  | standard |  |  |  |  | 2018-11-02 | NO | NO | NO | [6 empty] | AC | [7 empty] | NO
PC5EDVJ3 | Mobern Lighting Co | Mobern Lighting | 44-24LED28DMVFR50 | Indoor Luminaires | Linear Ambient | Direct Linear Ambient Luminaires |  | standard | NO | [10 empty] | 2017-01-10 | Dimmable | Continuous Below 10 | YES |  | FFFHNT | [25 empty] | 4.4 | 3395 | 121.25 | 28 | 7.65 | 1 | 5000 | 83 |  |  | 2 | NO | NO | NO | 2018-05-02 | 4.3 |  | standard |  |  |  |  | 2018-11-02 | NO | NO | NO | [6 empty] | AC | [7 empty] | NO
PF4MJ8EG | Mobern Lighting Co | Mobern Lighting | 44-24LED30DMV30 | Indoor Luminaires | Linear Ambient | Direct Linear Ambient Luminaires |  | standard | NO | [10 empty] | 2017-01-10 | Dimmable | Continuous Below 10 | YES |  | FFFHNT | [25 empty] | 4.4 | 3735 | 119.33 | 31.3 | 7.84 | 1 | 3000 | 84 |  |  | 2 | NO | NO | NO | 2018-05-02 | 4.3 |  | standard |  |  |  |  | 2018-11-02 | NO | NO | NO | [6 empty] | AC | [7 empty] | NO
PJ1YZDNR | Mobern Lighting Co | Mobern Lighting | 44-24LED30DMV35 | Indoor Luminaires | Linear Ambient | Direct Linear Ambient Luminaires |  | standard | NO | [10 empty] | 2017-01-10 | Dimmable | Continuous Below 10 | YES |  | FFFHNT | [25 empty] | 4.4 | 3800 | 121.41 | 31.3 | 7.84 | 1 | 3500 | 84 |  |  | 2 | NO | NO | NO | 2018-05-02 | 4.3 |  | standard |  |  |  |  | 2018-11-02 | NO | NO | NO | [6 empty] | AC | [7 empty] | NO
PD9GXRVN | Mobern Lighting Co | Mobern Lighting | 44-24LED30DMV40 | Indoor Luminaires | Linear Ambient | Direct Linear Ambient Luminaires |  | standard | NO | [10 empty] | 2017-01-10 | Dimmable | Continuous Below 10 | YES |  | FFFHNT | [25 empty] | 4.4 | 3925 | 125.4 | 31.3 | 7.84 | 1 | 4000 | 84 |  |  | 2 | NO | NO | NO | 2018-05-02 | 4.3 |  | standard |  |  |  |  | 2018-11-02 | NO | NO | NO | [6 empty] | AC | [7 empty] | NO
PHCJMTJS | Mobern Lighting Co | Mobern Lighting | 44-24LED30DMV50 | Indoor Luminaires | Linear Ambient | Direct Linear Ambient Luminaires |  | standard | NO | [10 empty] | 2017-01-10 | Dimmable | Continuous Below 10 | YES |  | FFFHNT | [25 empty] | 4.4 | 4040 | 129.07 | 31.3 | 7.84 | 1 | 5000 | 83 |  |  | 2 | NO | NO | NO | 2018-05-02 | 4.3 |  | standard |  |  |  |  | 2018-11-02 | NO | NO | NO | [6 empty] | AC | [7 empty] | NO
PW6DXU7V | Mobern Lighting Co | Mobern Lighting | 44-24LED30DMVFR30 | Indoor Luminaires | Linear Ambient | Direct Linear Ambient Luminaires |  | standard | NO | [10 empty] | 2017-01-10 | Dimmable | Continuous Below 10 | YES |  | FFFHNT | [25 empty] | 4.4 | 3301 | 105.77 | 31.21 | 7.65 | 1 | 3000 | 83 |  |  | 2 | NO | NO | NO | 2018-05-02 | 4.3 |  | standard |  |  |  |  | 2018-11-02 | NO | NO | NO | [6 empty] | AC | [7 empty] | NO
PTAN797G | Mobern Lighting Co | Mobern Lighting | 44-24LED30DMVFR35 | Indoor Luminaires | Linear Ambient | Direct Linear Ambient Luminaires |  | standard | NO | [10 empty] | 2017-01-10 | Dimmable | Continuous Below 10 | YES |  | FFFHNT | [25 empty] | 4.4 | 3355 | 107.5 | 31.21 | 7.65 | 1 | 3500 | 83 |  |  | 2 | NO | NO | NO | 2018-05-02 | 4.3 |  | standard |  |  |  |  | 2018-11-02 | NO | NO | NO | [6 empty] | AC | [7 empty] | NO
PAKMMVE7 | Mobern Lighting Co | Mobern Lighting | 44-24LED30DMVFR40 | Indoor Luminaires | Linear Ambient | Direct Linear Ambient Luminaires |  | standard | NO | [10 empty] | 2017-01-10 | Dimmable | Continuous Below 10 | YES |  | FFFHNT | [25 empty] | 4.4 | 3433 | 110 | 31.21 | 7.65 | 1 | 4000 | 83 |  |  | 2 | NO | NO | NO | 2018-05-02 | 4.3 |  | standard |  |  |  |  | 2018-11-02 | NO | NO | NO | [6 empty] | AC | [7 empty] | NO
PJQ3RSQP | Mobern Lighting Co | Mobern Lighting | 44-24LED30DMVFR50 | Indoor Luminaires | Linear Ambient | Direct Linear Ambient Luminaires |  | standard | NO | [10 empty] | 2017-01-10 | Dimmable | Continuous Below 10 | YES |  | FFFHNT | [25 empty] | 4.4 | 3458 | 110.8 | 31.21 | 7.65 | 1 | 5000 | 83 |  |  | 2 | NO | NO | NO | 2018-05-02 | 4.3 |  | standard |  |  |  |  | 2018-11-02 | NO | NO | NO | [6 empty] | AC | [7 empty] | NO
PZPM0LVM | Mobern Lighting Co | Mobern Lighting | 44-24PLED22DMV30 | Indoor Luminaires | Linear Ambient | Direct Linear Ambient Luminaires |  | standard | NO | [10 empty] | 2017-12-14 | Dimmable | Continuous Below 10 | YES |  | EAEFJL | [25 empty] | 4.4 | 2618.2 | 122.86 | 21.31 | 9.9 | 1 | 3000 | 82 |  |  | 2 | NO | NO | NO | [8 empty] | 2018-11-02 | NO | NO | NO | [6 empty] | AC | [7 empty] | NO
P31DBUUV | Mobern Lighting Co | Mobern Lighting | 44-24PLED22DMV35 | Indoor Luminaires | Linear Ambient | Direct Linear Ambient Luminaires |  | standard | NO | [10 empty] | 2017-12-14 | Dimmable | Continuous Below 10 | YES |  | EAEFJL | [25 empty] | 4.4 | 2707.72 | 123.08 | 22 | 9.9 | 1 | 3500 | 82 |  |  | 2 | NO | NO | NO | [8 empty] | 2018-11-02 | NO | NO | NO | [6 empty] | AC | [7 empty] | NO
PI3RFKI4 | Mobern Lighting Co | Mobern Lighting | 44-24PLED22DMV40 | Indoor Luminaires | Linear Ambient | Direct Linear Ambient Luminaires |  | standard | NO | [10 empty] | 2017-12-14 | Dimmable | Continuous Below 10 | YES |  | EAEFJL | [25 empty] | 4.4 | 2800.45 | 127.29 | 22 | 9.9 | 1 | 4000 | 82 |  |  | 2 | NO | NO | NO | [8 empty] | 2018-11-02 | NO | NO | NO | [6 empty] | AC | [7 empty] | NO
P99O8OFD | Mobern Lighting Co | Mobern Lighting | 44-24PLED22DMV50 | Indoor Luminaires | Linear Ambient | Direct Linear Ambient Luminaires |  | standard | NO | [10 empty] | 2017-12-14 | Dimmable | Continuous Below 10 | YES |  | EAEFJL | [25 empty] | 4.4 | 2848.3 | 129.47 | 22 | 9.9 | 1 | 5000 | 82 |  |  | 2 | NO | NO | NO | [8 empty] | 2018-11-02 | NO | NO | NO | [6 empty] | AC | [7 empty] | NO
PZO5CKYZ | Mobern Lighting Co | Mobern Lighting | 44-24PLED22DMVFR30 | Indoor Luminaires | Linear Ambient | Direct Linear Ambient Luminaires |  | standard | NO | [10 empty] | 2017-12-14 | Dimmable | Continuous Below 10 | YES |  | EAEFJL | [25 empty] | 4.4 | 2414.7 | 113.5 | 21.28 | 9.9 | 1 | 3000 | 82 |  |  | 2 | NO | NO | NO | [8 empty] | 2018-11-02 | NO | NO | NO | [6 empty] | AC | [7 empty] | NO
P6OYMW2E | Mobern Lighting Co | Mobern Lighting | 44-24PLED22DMVFR35 | Indoor Luminaires | Linear Ambient | Direct Linear Ambient Luminaires |  | standard | NO | [10 empty] | 2017-12-14 | Dimmable | Continuous Below 10 | YES |  | EAEFJL | [25 empty] | 4.4 | 2497.26 | 113.51 | 22 | 9.9 | 1 | 3500 | 82 |  |  | 2 | NO | NO | NO | [8 empty] | 2018-11-02 | NO | NO | NO | [6 empty] | AC | [7 empty] | NO
P14N0FNJ | Mobern Lighting Co | Mobern Lighting | 44-24PLED22DMVFR40 | Indoor Luminaires | Linear Ambient | Direct Linear Ambient Luminaires |  | standard | NO | [10 empty] | 2017-12-14 | Dimmable | Continuous Below 10 | YES |  | EAEFJL | [25 empty] | 4.4 | 2582.79 | 117.4 | 22 | 9.9 | 1 | 4000 | 82 |  |  | 2 | NO | NO | NO | [8 empty] | 2018-11-02 | NO | NO | NO | [6 empty] | AC | [7 empty] | NO
PFNBN6O0 | Mobern Lighting Co | Mobern Lighting | 44-24PLED22DMVFR50 | Indoor Luminaires | Linear Ambient | Direct Linear Ambient Luminaires |  | standard | NO | [10 empty] | 2017-12-14 | Dimmable | Continuous Below 10 | YES |  | EAEFJL | [25 empty] | 4.4 | 2627.6 | 119.44 | 22 | 9.9 | 1 | 5000 | 83 |  |  | 2 | NO | NO | NO | [8 empty] | 2018-11-02 | NO | NO | NO | [6 empty] | AC | [7 empty] | NO
PPQN9VT1 | Mobern Lighting Co | Mobern Lighting | 44-48LED24DMV30 | Indoor Luminaires | Linear Ambient | Direct Linear Ambient Luminaires |  | standard | NO | [10 empty] | 2016-11-10 | Dimmable | Continuous Below 10 | YES |  | QQQTFE | [25 empty] | 4.4 | 3312.2 | 138.82 | 23.86 | 8 | 0.92 | 3091 | 84 |  |  | 4 | NO | NO | NO | 2018-05-02 | 4.3 |  | standard |  |  |  |  | 2018-11-02 | NO | NO | NO | [6 empty] | AC | [7 empty] | NO
P8GWHC35 | Mobern Lighting Co | Mobern Lighting | 44-48LED24DMV35 | Indoor Luminaires | Linear Ambient | Direct Linear Ambient Luminaires |  | standard | NO | [10 empty] | 2016-11-10 | Dimmable | Continuous Below 10 | YES |  | QQQTFE | [25 empty] | 4.4 | 3365 | 141.03 | 23.86 | 8 | 0.92 | 3500 | 84 |  |  | 4 | NO | NO | NO | 2018-05-02 | 4.3 |  | standard |  |  |  |  | 2018-11-02 | NO | NO | NO | [6 empty] | AC | [7 empty] | NO
P9KD7ZGV | Mobern Lighting Co | Mobern Lighting | 44-48LED24DMV40 | Indoor Luminaires | Linear Ambient | Direct Linear Ambient Luminaires |  | standard | NO | [10 empty] | 2016-11-10 | Dimmable | Continuous Below 10 | YES |  | QQQTFE | [25 empty] | 4.4 | 3475 | 145.64 | 23.86 | 8 | 0.92 | 4000 | 84 |  |  | 4 | NO | NO | NO | 2018-05-02 | 4.3 |  | standard |  |  |  |  | 2018-11-02 | NO | NO | NO | [6 empty] | AC | [7 empty] | NO
PTDRBA4A | Mobern Lighting Co | Mobern Lighting | 44-48LED24DMV50 | Indoor Luminaires | Linear Ambient | Direct Linear Ambient Luminaires |  | standard | NO | [10 empty] | 2016-11-10 | Dimmable | Continuous Below 10 | YES |  | QQQTFE | [25 empty] | 4.4 | 3580 | 150.04 | 23.86 | 8 | 0.92 | 5000 | 83 |  |  | 4 | NO | NO | NO | 2018-05-02 | 4.3 |  | standard |  |  |  |  | 2018-11-02 | NO | NO | NO | [6 empty] | AC | [7 empty] | NO
PSTAK34R | Mobern Lighting Co | Mobern Lighting | 44-48LED24DMVFR30 | Indoor Luminaires | Linear Ambient | Direct Linear Ambient Luminaires |  | standard | YES |  | 3046.5 | 127.7 | 23.86 | 7.9 | 0.922 | 3097 | 84 | 5 | 50000 | 2016-11-10 | Dimmable | Continuous Below 10 | YES |  | QQQTFE | [15 empty] | 73.7 | [9 empty] | 4.4 | 3046.5 | 127.74 | 23.85 | 7.9 | 0.92 | 3000 | 84 |  |  | 4 | NO | NO | NO | 2018-05-02 | 4.3 |  | standard |  |  |  |  | 2018-11-02 | NO | NO | NO | [6 empty] | AC | [7 empty] | NO
PER4MNR7 | Mobern Lighting Co | Mobern Lighting | 44-48LED24DMVFR35 | Indoor Luminaires | Linear Ambient | Direct Linear Ambient Luminaires |  | standard | NO | [10 empty] | 2016-11-10 | Dimmable | Continuous Below 10 | YES |  | QQQTFE | [25 empty] | 4.4 | 3095 | 129.77 | 23.85 | 7.9 | 0.92 | 3500 | 84 |  |  | 4 | NO | NO | NO | 2018-05-02 | 4.3 |  | standard |  |  |  |  | 2018-11-02 | NO | NO | NO | [6 empty] | AC | [7 empty] | NO
PSEPWC2V | Mobern Lighting Co | Mobern Lighting | 44-48LED24DMVFR40 | Indoor Luminaires | Linear Ambient | Direct Linear Ambient Luminaires |  | standard | NO | [10 empty] | 2016-11-10 | Dimmable | Continuous Below 10 | YES |  | QQQTFE | [25 empty] | 4.4 | 3200 | 134.17 | 23.85 | 7.9 | 0.92 | 4000 | 84 |  |  | 4 | NO | NO | NO | 2018-05-02 | 4.3 |  | standard |  |  |  |  | 2018-11-02 | NO | NO | NO | [6 empty] | AC | [7 empty] | NO
PKNUNHU4 | Mobern Lighting Co | Mobern Lighting | 44-48LED24DMVFR50 | Indoor Luminaires | Linear Ambient | Direct Linear Ambient Luminaires |  | standard | NO | [10 empty] | 2016-11-10 | Dimmable | Continuous Below 10 | YES |  | QQQTFE | [25 empty] | 4.4 | 3295 | 138.16 | 23.85 | 7.9 | 0.92 | 5000 | 83 |  |  | 4 | NO | NO | NO | 2018-05-02 | 4.3 |  | standard |  |  |  |  | 2018-11-02 | NO | NO | NO | [6 empty] | AC | [7 empty] | NO
PRHQQN7Q | Mobern Lighting Co | Mobern Lighting Company | 44-48LED28DMV30 | Indoor Luminaires | Linear Ambient | Direct Linear Ambient Luminaires |  | standard | YES |  | 3332 | 124.8 | 26.7 | 6.5 | 0.95 | 3100 | 84 | 5 | 50000 | 2016-02-08 | Dimmable | Continuous Below 10 | NotYetVerified |  | TTTTWS | [15 empty] | 79 | [9 empty] | 4.4 | 3332 | 125 | 27 | 5.65 | 0.996 | 3000 | 84 |  |  | Contact DLC | NO | NO | NO | 2018-05-02 | 4.3 |  | standard |  |  |  |  | 2018-11-02 | NO | NO | NO | [6 empty] | AC | [7 empty] | NO
PT41VXTH | Mobern Lighting Co | Mobern Lighting | 44-48LED30DMV30 | Indoor Luminaires | Linear Ambient | Direct Linear Ambient Luminaires |  | standard | NO | [10 empty] | 2016-11-10 | Dimmable | Continuous Below 10 | YES |  | QQQTFE | [25 empty] | 4.4 | 4105 | 136.83 | 30 | 8 | 0.92 | 3000 | 84 |  |  | 4 | NO | NO | NO | 2018-05-02 | 4.3 |  | standard |  |  |  |  | 2018-11-02 | NO | NO | NO | [6 empty] | AC | [7 empty] | NO
PR9844ZA | Mobern Lighting Co | Mobern Lighting | 44-48LED30DMV35 | Indoor Luminaires | Linear Ambient | Direct Linear Ambient Luminaires |  | standard | NO | [10 empty] | 2016-11-10 | Dimmable | Continuous Below 10 | YES |  | QQQTFE | [25 empty] | 4.4 | 4175 | 139.17 | 30 | 8 | 0.92 | 3500 | 84 |  |  | 4 | NO | NO | NO | 2018-05-02 | 4.3 |  | standard |  |  |  |  | 2018-11-02 | NO | NO | NO | [6 empty] | AC | [7 empty] | NO
PHDE9KQ9 | Mobern Lighting Co | Mobern Lighting | 44-48LED30DMV40 | Indoor Luminaires | Linear Ambient | Direct Linear Ambient Luminaires |  | standard | NO | [10 empty] | 2016-11-10 | Dimmable | Continuous Below 10 | YES |  | QQQTFE | [25 empty] | 4.4 | 4310 | 143.67 | 30 | 8 | 0.92 | 4000 | 84 |  |  | 4 | NO | NO | NO | 2018-05-02 | 4.3 |  | standard |  |  |  |  | 2018-11-02 | NO | NO | NO | [6 empty] | AC | [7 empty] | NO
PM7F9V65 | Mobern Lighting Co | Mobern Lighting | 44-48LED30DMV50 | Indoor Luminaires | Linear Ambient | Direct Linear Ambient Luminaires |  | standard | NO | [10 empty] | 2016-11-10 | Dimmable | Continuous Below 10 | YES |  | QQQTFE | [25 empty] | 4.4 | 4440 | 148 | 30 | 8 | 0.92 | 5000 | 83 |  |  | 4 | NO | NO | NO | 2018-05-02 | 4.3 |  | standard |  |  |  |  | 2018-11-02 | NO | NO | NO | [6 empty] | AC | [7 empty] | NO
PKE1DBJ4 | Mobern Lighting Co | Mobern Lighting | 44-48LED30DMVFR30 | Indoor Luminaires | Linear Ambient | Direct Linear Ambient Luminaires |  | standard | NO | [10 empty] | 2016-11-10 | Dimmable | Continuous Below 10 | YES |  | QQQTFE | [25 empty] | 4.4 | 3775 | 125.83 | 30 | 7.9 | 0.92 | 3000 | 84 |  |  | 4 | NO | NO | NO | 2018-05-02 | 4.3 |  | standard |  |  |  |  | 2018-11-02 | NO | NO | NO | [6 empty] | AC | [7 empty] | NO
PTNMQV2A | Mobern Lighting Co | Mobern Lighting | 44-48LED30DMVFR35 | Indoor Luminaires | Linear Ambient | Direct Linear Ambient Luminaires |  | standard | NO | [10 empty] | 2016-11-10 | Dimmable | Continuous Below 10 | YES |  | QQQTFE | [25 empty] | 4.4 | 3840 | 128 | 30 | 7.9 | 0.92 | 3500 | 84 |  |  | 4 | NO | NO | NO | 2018-05-02 | 4.3 |  | standard |  |  |  |  | 2018-11-02 | NO | NO | NO | [6 empty] | AC | [7 empty] | NO
PM7FW74K | Mobern Lighting Co | Mobern Lighting | 44-48LED30DMVFR40 | Indoor Luminaires | Linear Ambient | Direct Linear Ambient Luminaires |  | standard | NO | [10 empty] | 2016-11-10 | Dimmable | Continuous Below 10 | YES |  | QQQTFE | [25 empty] | 4.4 | 3967 | 132.23 | 30 | 7.9 | 0.92 | 4000 | 84 |  |  | 4 | NO | NO | NO | 2018-05-02 | 4.3 |  | standard |  |  |  |  | 2018-11-02 | NO | NO | NO | [6 empty] | AC | [7 empty] | NO
PQK9TQVF | Mobern Lighting Co | Mobern Lighting | 44-48LED30DMVFR50 | Indoor Luminaires | Linear Ambient | Direct Linear Ambient Luminaires |  | standard | NO | [10 empty] | 2016-11-10 | Dimmable | Continuous Below 10 | YES |  | QQQTFE | [25 empty] | 4.4 | 4085 | 136.17 | 30 | 7.9 | 0.92 | 5000 | 83 |  |  | 4 | NO | NO | NO | 2018-05-02 | 4.3 |  | standard |  |  |  |  | 2018-11-02 | NO | NO | NO | [6 empty] | AC | [7 empty] | NO
PECWC58M | Mobern Lighting Co | Mobern Lighting Company | 44-48LED32DMV30 | Indoor Luminaires | Linear Ambient | Direct Linear Ambient Luminaires |  | standard | NO | [10 empty] | 2016-02-08 | Dimmable | Continuous Below 10 | NotYetVerified |  | TTTTWS | [25 empty] | 4.4 | 4050 | 126 | 32 | 5.65 | 0.996 | 3000 | 84 |  |  | Contact DLC | NO | NO | NO | 2018-05-02 | 4.3 |  | standard |  |  |  |  | 2018-11-02 | NO | NO | NO | [6 empty] | AC | [7 empty] | NO
PM9JB9W1 | Mobern Lighting Co | Mobern Lighting Company | 44-48LED32DMV35 | Indoor Luminaires | Linear Ambient | Direct Linear Ambient Luminaires |  | standard | NO | [10 empty] | 2016-02-08 | Dimmable | Continuous Below 10 | NotYetVerified |  | TTTTWS | [25 empty] | 4.4 | 4050 | 126 | 32 | 5.65 | 0.996 | 3500 | 83 |  |  | Contact DLC | NO | NO | NO | 2018-05-02 | 4.3 |  | standard |  |  |  |  | 2018-11-02 | NO | NO | NO | [6 empty] | AC | [7 empty] | NO
PZBV8MBH | Mobern Lighting Co | Mobern Lighting Company | 44-48LED32DMV40 | Indoor Luminaires | Linear Ambient | Direct Linear Ambient Luminaires |  | standard | NO | [10 empty] | 2016-02-08 | Dimmable | Continuous Below 10 | NotYetVerified |  | TTTTWS | [25 empty] | 4.4 | 4050 | 126 | 32 | 5.65 | 0.996 | 4000 | 83 |  |  | Contact DLC | NO | NO | NO | 2018-05-02 | 4.3 |  | standard |  |  |  |  | 2018-11-02 | NO | NO | NO | [6 empty] | AC | [7 empty] | NO
PNN66PJG | Mobern Lighting Co | Mobern Lighting Company | 44-48LED32DMV50 | Indoor Luminaires | Linear Ambient | Direct Linear Ambient Luminaires |  | standard | NO | [10 empty] | 2016-02-08 | Dimmable | Continuous Below 10 | NotYetVerified |  | TTTTWS | [25 empty] | 4.4 | 4050 | 126 | 32 | 5.65 | 0.996 | 5000 | 83 |  |  | Contact DLC | NO | NO | NO | 2018-05-02 | 4.3 |  | standard |  |  |  |  | 2018-11-02 | NO | NO | NO | [6 empty] | AC | [7 empty] | NO
PM67UZZR | Mobern Lighting Co | Mobern Lighting | 44-48LED35DMV30 | Indoor Luminaires | Linear Ambient | Direct Linear Ambient Luminaires |  | standard | NO | [10 empty] | 2016-11-10 | Dimmable | Continuous Below 10 | YES |  | QQQTFE | [25 empty] | 4.4 | 4685 | 133.86 | 35 | 5.07 | 1 | 3000 | 84 |  |  | 4 | NO | NO | NO | 2018-05-02 | 4.3 |  | standard |  |  |  |  | 2018-11-02 | NO | NO | NO | [6 empty] | AC | [7 empty] | NO
PN6XRJWT | Mobern Lighting Co | Mobern Lighting | 44-48LED35DMV35 | Indoor Luminaires | Linear Ambient | Direct Linear Ambient Luminaires |  | standard | NO | [10 empty] | 2016-11-10 | Dimmable | Continuous Below 10 | YES |  | QQQTFE | [25 empty] | 4.4 | 4760 | 136 | 35 | 5.07 | 1 | 3500 | 84 |  |  | 4 | NO | NO | NO | 2018-05-02 | 4.3 |  | standard |  |  |  |  | 2018-11-02 | NO | NO | NO | [6 empty] | AC | [7 empty] | NO
PMFC6TUJ | Mobern Lighting Co | Mobern Lighting | 44-48LED35DMV40 | Indoor Luminaires | Linear Ambient | Direct Linear Ambient Luminaires |  | standard | NO | [10 empty] | 2016-11-10 | Dimmable | Continuous Below 10 | YES |  | QQQTFE | [25 empty] | 4.4 | 4920 | 140.57 | 35 | 5.07 | 1 | 4000 | 84 |  |  | 4 | NO | NO | NO | 2018-05-02 | 4.3 |  | standard |  |  |  |  | 2018-11-02 | NO | NO | NO | [6 empty] | AC | [7 empty] | NO
P9KC1PAG | Mobern Lighting Co | Mobern Lighting | 44-48LED35DMV50 | Indoor Luminaires | Linear Ambient | Direct Linear Ambient Luminaires |  | standard | NO | [10 empty] | 2016-11-10 | Dimmable | Continuous Below 10 | YES |  | QQQTFE | [25 empty] | 4.4 | 5065 | 144.71 | 35 | 5.07 | 1 | 5000 | 83 |  |  | 4 | NO | NO | NO | 2018-05-02 | 4.3 |  | standard |  |  |  |  | 2018-11-02 | NO | NO | NO | [6 empty] | AC | [7 empty] | NO
PFR7VJX5 | Mobern Lighting Co | Mobern Lighting | 44-48LED35DMVFR30 | Indoor Luminaires | Linear Ambient | Direct Linear Ambient Luminaires |  | standard | NO | [10 empty] | 2016-11-10 | Dimmable | Continuous Below 10 | YES |  | QQQTFE | [25 empty] | 4.4 | 4305 | 123 | 35 | 7.9 | 0.92 | 3000 | 84 |  |  | 4 | NO | NO | NO | 2018-05-02 | 4.3 |  | standard |  |  |  |  | 2018-11-02 | NO | NO | NO | [6 empty] | AC | [7 empty] | NO
PMCHKGD9 | Mobern Lighting Co | Mobern Lighting | 44-48LED35DMVFR35 | Indoor Luminaires | Linear Ambient | Direct Linear Ambient Luminaires |  | standard | NO | [10 empty] | 2016-11-10 | Dimmable | Continuous Below 10 | YES |  | QQQTFE | [25 empty] | 4.4 | 4380 | 125.14 | 35 | 5.14 | 1 | 3500 | 84 |  |  | 4 | NO | NO | NO | 2018-05-02 | 4.3 |  | standard |  |  |  |  | 2018-11-02 | NO | NO | NO | [6 empty] | AC | [7 empty] | NO
P2CFS9V9 | Mobern Lighting Co | Mobern Lighting | 44-48LED35DMVFR40 | Indoor Luminaires | Linear Ambient | Direct Linear Ambient Luminaires |  | standard | NO | [10 empty] | 2016-11-10 | Dimmable | Continuous Below 10 | YES |  | QQQTFE | [25 empty] | 4.4 | 4525 | 129.29 | 35 | 5.14 | 1 | 4000 | 84 |  |  | 4 | NO | NO | NO | 2018-05-02 | 4.3 |  | standard |  |  |  |  | 2018-11-02 | NO | NO | NO | [6 empty] | AC | [7 empty] | NO
PRP2KZT5 | Mobern Lighting Co | Mobern Lighting | 44-48LED35DMVFR50 | Indoor Luminaires | Linear Ambient | Direct Linear Ambient Luminaires |  | standard | NO | [10 empty] | 2016-11-10 | Dimmable | Continuous Below 10 | YES |  | QQQTFE | [25 empty] | 4.4 | 4660 | 133.14 | 35 | 5.14 | 1 | 5000 | 83 |  |  | 4 | NO | NO | NO | 2018-05-02 | 4.3 |  | standard |  |  |  |  | 2018-11-02 | NO | NO | NO | [6 empty] | AC | [7 empty] | NO
PQPY7VQC | Mobern Lighting Co | Mobern Lighting Company | 44-48LED48DMV30 | Indoor Luminaires | Linear Ambient | Direct Linear Ambient Luminaires |  | standard | NO | [10 empty] | 2016-02-08 | Dimmable | Continuous Below 10 | NotYetVerified | Updated on 3/14/2017 | TTTTWS | [25 empty] | 4.4 | 6160 | 128.33 | 48 | 5.07 | 1 | 3000 | 84 |  |  | Contact DLC | NO | NO | NO | 2018-05-02 | 4.3 |  | standard |  |  |  |  | 2018-11-02 | NO | NO | NO | [6 empty] | AC | [7 empty] | NO
PBU9NK43 | Mobern Lighting Co | Mobern Lighting Company | 44-48LED48DMV35 | Indoor Luminaires | Linear Ambient | Direct Linear Ambient Luminaires |  | standard | NO | [10 empty] | 2016-02-08 | Dimmable | Continuous Below 10 | NotYetVerified | Updated on 3/14/2017 | TTTTWS | [25 empty] | 4.4 | 6265 | 130.52 | 48 | 5.07 | 1 | 3500 | 84 |  |  | Contact DLC | NO | NO | NO | 2018-05-02 | 4.3 |  | standard |  |  |  |  | 2018-11-02 | NO | NO | NO | [6 empty] | AC | [7 empty] | NO
PCWC9RU1 | Mobern Lighting Co | Mobern Lighting Company | 44-48LED48DMV40 | Indoor Luminaires | Linear Ambient | Direct Linear Ambient Luminaires |  | standard | NO | [10 empty] | 2016-02-08 | Dimmable | Continuous Below 10 | NotYetVerified | Updated on 3/14/2017 | TTTTWS | [25 empty] | 4.4 | 6475 | 134.9 | 48 | 5.07 | 1 | 4000 | 84 |  |  | Contact DLC | NO | NO | NO | 2018-05-02 | 4.3 |  | standard |  |  |  |  | 2018-11-02 | NO | NO | NO | [6 empty] | AC | [7 empty] | NO
PF4RB5G3 | Mobern Lighting Co | Mobern Lighting Company | 44-48LED48DMV50 | Indoor Luminaires | Linear Ambient | Direct Linear Ambient Luminaires |  | standard | NO | [10 empty] | 2016-02-08 | Dimmable | Continuous Below 10 | NotYetVerified | Updated on 3/14/2017 | TTTTWS | [25 empty] | 4.4 | 6665 | 138.85 | 48 | 5.07 | 1 | 5000 | 83 |  |  | Contact DLC | NO | NO | NO | 2018-05-02 | 4.3 |  | standard |  |  |  |  | 2018-11-02 | NO | NO | NO | [6 empty] | AC | [7 empty] | NO
P42VXYXN | Mobern Lighting Co | Mobern Lighting | 44-48LED48DMVFR30 | Indoor Luminaires | Linear Ambient | Direct Linear Ambient Luminaires |  | standard | NO | [10 empty] | 2016-11-10 | Dimmable | Continuous Below 10 | YES |  | QQQTFE | [25 empty] | 4.4 | 5670 | 118.13 | 48 | 5.14 | 1 | 3000 | 84 |  |  | 4 | NO | NO | NO | 2018-05-02 | 4.3 |  | standard |  |  |  |  | 2018-11-02 | NO | NO | NO | [6 empty] | AC | [7 empty] | NO
P7P5KDF9 | Mobern Lighting Co | Mobern Lighting | 44-48LED48DMVFR35 | Indoor Luminaires | Linear Ambient | Direct Linear Ambient Luminaires |  | standard | NO | [10 empty] | 2016-11-10 | Dimmable | Continuous Below 10 | YES |  | QQQTFE | [25 empty] | 4.4 | 5765 | 120.1 | 48 | 5.14 | 1 | 3500 | 84 |  |  | 4 | NO | NO | NO | 2018-05-02 | 4.3 |  | standard |  |  |  |  | 2018-11-02 | NO | NO | NO | [6 empty] | AC | [7 empty] | NO
P48K11MY | Mobern Lighting Co | Mobern Lighting | 44-48LED48DMVFR40 | Indoor Luminaires | Linear Ambient | Direct Linear Ambient Luminaires |  | standard | NO | [10 empty] | 2016-11-10 | Dimmable | Continuous Below 10 | YES |  | QQQTFE | [25 empty] | 4.4 | 5955 | 124.06 | 48 | 5.14 | 1 | 4000 | 84 |  |  | 4 | NO | NO | NO | 2018-05-02 | 4.3 |  | standard |  |  |  |  | 2018-11-02 | NO | NO | NO | [6 empty] | AC | [7 empty] | NO
PG3AQAGZ | Mobern Lighting Co | Mobern Lighting | 44-48LED48DMVFR50 | Indoor Luminaires | Linear Ambient | Direct Linear Ambient Luminaires |  | standard | NO | [10 empty] | 2016-11-10 | Dimmable | Continuous Below 10 | YES |  | QQQTFE | [25 empty] | 4.4 | 6130 | 127.71 | 48 | 5.14 | 1 | 5000 | 83 |  |  | 4 | NO | NO | NO | 2018-05-02 | 4.3 |  | standard |  |  |  |  | 2018-11-02 | NO | NO | NO | [6 empty] | AC | [7 empty] | NO
PW54KYHQ | Mobern Lighting Co | Mobern Lighting | 44-48LED57DMV30 | Indoor Luminaires | Linear Ambient | Direct Linear Ambient Luminaires |  | standard | NO | [10 empty] | 2016-11-10 | Dimmable | Continuous Below 10 | YES |  | QQQTFE | [25 empty] | 4.4 | 7384 | 125.13 | 59.01 | 5.07 | 1 | 3000 | 84 |  |  | 4 | NO | NO | NO | 2018-05-02 | 4.3 |  | standard |  |  |  |  | 2018-11-02 | NO | NO | NO | [6 empty] | AC | [7 empty] | NO
PZ1GSYD6 | Mobern Lighting Co | Mobern Lighting Company | 44-48LED57DMV30 | Indoor Luminaires | Linear Ambient | Direct Linear Ambient Luminaires |  | standard | NO | [10 empty] | 2016-02-08 | Dimmable | Continuous Below 10 | NotYetVerified |  | TTTTWS | [25 empty] | 4.4 | 6400 | 112 | 57 | 5.65 | 0.996 | 3000 | 84 |  |  | Contact DLC | NO | NO | NO | 2018-05-02 | 4.3 |  | standard |  |  |  |  | 2018-11-02 | NO | NO | NO | [6 empty] | AC | [7 empty] | NO
PMAPWHPH | Mobern Lighting Co | Mobern Lighting | 44-48LED57DMV35 | Indoor Luminaires | Linear Ambient | Direct Linear Ambient Luminaires |  | standard | NO | [10 empty] | 2016-11-10 | Dimmable | Continuous Below 10 | YES |  | QQQTFE | [25 empty] | 4.4 | 7505 | 127.18 | 59.01 | 5.07 | 1 | 3500 | 84 |  |  | 4 | NO | NO | NO | 2018-05-02 | 4.3 |  | standard |  |  |  |  | 2018-11-02 | NO | NO | NO | [6 empty] | AC | [7 empty] | NO
PVVEQFYY | Mobern Lighting Co | Mobern Lighting Company | 44-48LED57DMV35 | Indoor Luminaires | Linear Ambient | Direct Linear Ambient Luminaires |  | standard | NO | [10 empty] | 2016-02-08 | Dimmable | Continuous Below 10 | NotYetVerified |  | TTTTWS | [25 empty] | 4.4 | 6400 | 112 | 57 | 5.65 | 0.996 | 3500 | 83 |  |  | Contact DLC | NO | NO | NO | 2018-05-02 | 4.3 |  | standard |  |  |  |  | 2018-11-02 | NO | NO | NO | [6 empty] | AC | [7 empty] | NO
PF31T8N2 | Mobern Lighting Co | Mobern Lighting | 44-48LED57DMV40 | Indoor Luminaires | Linear Ambient | Direct Linear Ambient Luminaires |  | standard | NO | [10 empty] | 2016-11-10 | Dimmable | Continuous Below 10 | YES |  | QQQTFE | [25 empty] | 4.4 | 7755 | 131.42 | 59.01 | 5.07 | 1 | 4000 | 84 |  |  | 4 | NO | NO | NO | 2018-05-02 | 4.3 |  | standard |  |  |  |  | 2018-11-02 | NO | NO | NO | [6 empty] | AC | [7 empty] | NO
PSWVAGQK | Mobern Lighting Co | Mobern Lighting Company | 44-48LED57DMV40 | Indoor Luminaires | Linear Ambient | Direct Linear Ambient Luminaires |  | standard | NO | [10 empty] | 2016-02-08 | Dimmable | Continuous Below 10 | NotYetVerified |  | TTTTWS | [25 empty] | 4.4 | 6400 | 112 | 57 | 5.65 | 0.996 | 4000 | 83 |  |  | Contact DLC | NO | NO | NO | 2018-05-02 | 4.3 |  | standard |  |  |  |  | 2018-11-02 | NO | NO | NO | [6 empty] | AC | [7 empty] | NO
P3VZVVGF | Mobern Lighting Co | Mobern Lighting | 44-48LED57DMV50 | Indoor Luminaires | Linear Ambient | Direct Linear Ambient Luminaires |  | standard | NO | [10 empty] | 2016-11-10 | Dimmable | Continuous Below 10 | YES |  | QQQTFE | [25 empty] | 4.4 | 7985 | 135.32 | 59.01 | 5.07 | 1 | 5000 | 83 |  |  | 4 | NO | NO | NO | 2018-05-02 | 4.3 |  | standard |  |  |  |  | 2018-11-02 | NO | NO | NO | [6 empty] | AC | [7 empty] | NO
P23781RH | Mobern Lighting Co | Mobern Lighting Company | 44-48LED57DMV50 | Indoor Luminaires | Linear Ambient | Direct Linear Ambient Luminaires |  | standard | NO | [10 empty] | 2016-02-08 | Dimmable | Continuous Below 10 | NotYetVerified |  | TTTTWS | [25 empty] | 4.4 | 6400 | 112 | 57 | 5.65 | 0.996 | 5000 | 83 |  |  | Contact DLC | NO | NO | NO | 2018-05-02 | 4.3 |  | standard |  |  |  |  | 2018-11-02 | NO | NO | NO | [6 empty] | AC | [7 empty] | NO
PCFJUE9T | Mobern Lighting Co | Mobern Lighting | 44-48LED57DMVFR30 | Indoor Luminaires | Linear Ambient | Direct Linear Ambient Luminaires |  | standard | YES |  | 6778 | 115.3 | 58.8 | 7.9 | 0.922 | 5257 | 83 | 5 | 50000 | 2016-11-10 | Dimmable | Continuous Below 10 | YES |  | QQQTFE | [15 empty] | 73.7 | [9 empty] | 4.4 | 6778 | 115.17 | 58.85 | 5.14 | 1 | 3000 | 84 |  |  | 4 | NO | NO | NO | 2018-05-02 | 4.3 |  | standard |  |  |  |  | 2018-11-02 | NO | NO | NO | [6 empty] | AC | [7 empty] | NO
PMXYTRW4 | Mobern Lighting Co | Mobern Lighting | 44-48LED57DMVFR35 | Indoor Luminaires | Linear Ambient | Direct Linear Ambient Luminaires |  | standard | NO | [10 empty] | 2016-11-10 | Dimmable | Continuous Below 10 | YES |  | QQQTFE | [25 empty] | 4.4 | 6890 | 117.08 | 58.85 | 5.14 | 1 | 3500 | 84 |  |  | 4 | NO | NO | NO | 2018-05-02 | 4.3 |  | standard |  |  |  |  | 2018-11-02 | NO | NO | NO | [6 empty] | AC | [7 empty] | NO
PZKG5QAW | Mobern Lighting Co | Mobern Lighting | 44-48LED57DMVFR40 | Indoor Luminaires | Linear Ambient | Direct Linear Ambient Luminaires |  | standard | NO | [10 empty] | 2016-11-10 | Dimmable | Continuous Below 10 | YES |  | QQQTFE | [25 empty] | 4.4 | 7120 | 120.99 | 58.85 | 5.14 | 1 | 4000 | 84 |  |  | 4 | NO | NO | NO | 2018-05-02 | 4.3 |  | standard |  |  |  |  | 2018-11-02 | NO | NO | NO | [6 empty] | AC | [7 empty] | NO
PQRV9GGX | Mobern Lighting Co | Mobern Lighting | 44-48LED57DMVFR50 | Indoor Luminaires | Linear Ambient | Direct Linear Ambient Luminaires |  | standard | NO | [10 empty] | 2016-11-10 | Dimmable | Continuous Below 10 | YES |  | QQQTFE | [25 empty] | 4.4 | 7330 | 124.55 | 58.85 | 5.14 | 1 | 5000 | 83 |  |  | 4 | NO | NO | NO | 2018-05-02 | 4.3 |  | standard |  |  |  |  | 2018-11-02 | NO | NO | NO | [6 empty] | AC | [7 empty] | NO
PUG5ZHKN | Mobern Lighting Co | Mobern Lighting Company | 44-48LED61DMV30 | Indoor Luminaires | Linear Ambient | Direct Linear Ambient Luminaires |  | standard | NO | [10 empty] | 2016-02-08 | Dimmable | Continuous Below 10 | NotYetVerified |  | TTTTWS | [25 empty] | 4.4 | 7000 | 115 | 61 | 5.65 | 0.996 | 3000 | 83 |  |  | Contact DLC | NO | NO | NO | 2018-05-02 | 4.3 |  | standard |  |  |  |  | 2018-11-02 | NO | NO | NO | [6 empty] | AC | [7 empty] | NO
P2LE4830 | Mobern Lighting Co | Mobern Lighting | 44-48PLED37DMV30 | Indoor Luminaires | Linear Ambient | Direct Linear Ambient Luminaires |  | standard | NO | [10 empty] | 2017-12-14 | Dimmable | Continuous Below 10 | YES |  | EAEFJL | [25 empty] | 4.4 | 4709 | 129.6 | 36.33 | 8.7 | 1 | 3000 | 82 |  |  | 4 | NO | NO | NO | [8 empty] | 2018-11-02 | NO | NO | NO | [6 empty] | AC | [7 empty] | NO
PO9KBVMF | Mobern Lighting Co | Mobern Lighting | 44-48PLED37DMV30 | Indoor Luminaires | High-Bay | Low-Bay Luminaires for Commercial and Industrial Buildings |  | standard | NO | [10 empty] | 2017-12-14 | Dimmable | Continuous Below 10 | YES |  | EAEFJL | [25 empty] | 4.4 | 4709 | 129.6 | 36.33 | 8.7 | 1 | 3000 | 82 |  |  |  | NO | NO | NO | [8 empty] | 2018-11-02 | NO | NO | NO | [6 empty] | AC | [7 empty] | NO
PNHRK2CP | Mobern Lighting Co | Mobern Lighting | 44-48PLED37DMV35 | Indoor Luminaires | High-Bay | Low-Bay Luminaires for Commercial and Industrial Buildings |  | standard | NO | [10 empty] | 2017-12-14 | Dimmable | Continuous Below 10 | YES |  | EAEFJL | [25 empty] | 4.4 | 4870.01 | 131.62 | 37 | 8.4 | 1 | 3500 | 82 |  |  |  | NO | NO | NO | [8 empty] | 2018-11-02 | NO | NO | NO | [6 empty] | AC | [7 empty] | NO
PLKJ9JOQ | Mobern Lighting Co | Mobern Lighting | 44-48PLED37DMV35 | Indoor Luminaires | Linear Ambient | Direct Linear Ambient Luminaires |  | standard | NO | [10 empty] | 2017-12-14 | Dimmable | Continuous Below 10 | YES |  | EAEFJL | [25 empty] | 4.4 | 4870.01 | 131.62 | 37 | 8.4 | 1 | 3500 | 82 |  |  | 4 | NO | NO | NO | [8 empty] | 2018-11-02 | NO | NO | NO | [6 empty] | AC | [7 empty] | NO
PGBSKK9H | Mobern Lighting Co | Mobern Lighting | 44-48PLED37DMV40 | Indoor Luminaires | High-Bay | Low-Bay Luminaires for Commercial and Industrial Buildings |  | standard | NO | [10 empty] | 2017-12-14 | Dimmable | Continuous Below 10 | YES |  | EAEFJL | [25 empty] | 4.4 | 5036.79 | 136.13 | 37 | 8.4 | 1 | 4000 | 82 |  |  |  | NO | NO | NO | [8 empty] | 2018-11-02 | NO | NO | NO | [6 empty] | AC | [7 empty] | NO
P05JIXSB | Mobern Lighting Co | Mobern Lighting | 44-48PLED37DMV40 | Indoor Luminaires | Linear Ambient | Direct Linear Ambient Luminaires |  | standard | NO | [10 empty] | 2017-12-14 | Dimmable | Continuous Below 10 | YES |  | EAEFJL | [25 empty] | 4.4 | 5036.79 | 136.13 | 37 | 8.4 | 1 | 4000 | 82 |  |  | 4 | NO | NO | NO | [8 empty] | 2018-11-02 | NO | NO | NO | [6 empty] | AC | [7 empty] | NO
PHU0BL8Z | Mobern Lighting Co | Mobern Lighting | 44-48PLED37DMV50 | Indoor Luminaires | High-Bay | Low-Bay Luminaires for Commercial and Industrial Buildings |  | standard | NO | [10 empty] | 2017-12-14 | Dimmable | Continuous Below 10 | YES |  | EAEFJL | [25 empty] | 4.4 | 5124.38 | 138.5 | 37 | 8.4 | 1 | 5000 | 82 |  |  |  | NO | NO | NO | [8 empty] | 2018-11-02 | NO | NO | NO | [6 empty] | AC | [7 empty] | NO
P60V8XKJ | Mobern Lighting Co | Mobern Lighting | 44-48PLED37DMV50 | Indoor Luminaires | Linear Ambient | Direct Linear Ambient Luminaires |  | standard | NO | [10 empty] | 2017-12-14 | Dimmable | Continuous Below 10 | YES |  | EAEFJL | [25 empty] | 4.4 | 5124.38 | 138.5 | 37 | 8.4 | 1 | 5000 | 82 |  |  | 4 | NO | NO | NO | [8 empty] | 2018-11-02 | NO | NO | NO | [6 empty] | AC | [7 empty] | NO
PE13POBA | Mobern Lighting Co | Mobern Lighting | 44-48PLED37DMVFR30 | Indoor Luminaires | Linear Ambient | Direct Linear Ambient Luminaires |  | standard | NO | [10 empty] | 2017-12-14 | Dimmable | Continuous Below 10 | YES |  | EAEFJL | [25 empty] | 4.4 | 4379.7 | 120.8 | 36.27 | 8.7 | 0.99 | 3000 | 83 |  |  | 4 | NO | NO | NO | [8 empty] | 2018-11-02 | NO | NO | NO | [6 empty] | AC | [7 empty] | NO
PSHVZE4P | Mobern Lighting Co | Mobern Lighting | 44-48PLED37DMVFR35 | Indoor Luminaires | Linear Ambient | Direct Linear Ambient Luminaires |  | standard | NO | [10 empty] | 2017-12-14 | Dimmable | Continuous Below 10 | YES |  | EAEFJL | [25 empty] | 4.4 | 4529.45 | 122.42 | 37 | 8.7 | 0.99 | 3500 | 83 |  |  | 4 | NO | NO | NO | [8 empty] | 2018-11-02 | NO | NO | NO | [6 empty] | AC | [7 empty] | NO
P1NNIZ35 | Mobern Lighting Co | Mobern Lighting | 44-48PLED37DMVFR40 | Indoor Luminaires | Linear Ambient | Direct Linear Ambient Luminaires |  | standard | NO | [10 empty] | 2017-12-14 | Dimmable | Continuous Below 10 | YES |  | EAEFJL | [25 empty] | 4.4 | 4684.57 | 126.61 | 37 | 8.7 | 0.99 | 4000 | 83 |  |  | 4 | NO | NO | NO | [8 empty] | 2018-11-02 | NO | NO | NO | [6 empty] | AC | [7 empty] | NO
PZ8D54KI | Mobern Lighting Co | Mobern Lighting | 44-48PLED37DMVFR50 | Indoor Luminaires | Linear Ambient | Direct Linear Ambient Luminaires |  | standard | NO | [10 empty] | 2017-12-14 | Dimmable | Continuous Below 10 | YES |  | EAEFJL | [25 empty] | 4.4 | 4766.03 | 128.81 | 37 | 8.7 | 0.99 | 5000 | 83 |  |  | 4 | NO | NO | NO | [8 empty] | 2018-11-02 | NO | NO | NO | [6 empty] | AC | [7 empty] | NO
PR16WM97 | Mobern Lighting Co | Mobern Lighting | 44-96LED118DMV30 | Indoor Luminaires | Linear Ambient | Direct Linear Ambient Luminaires |  | standard | NO | [10 empty] | 2016-11-10 | Dimmable | Continuous Below 10 | YES |  | QQQTFE | [25 empty] | 4.4 | 14768 | 125.15 | 118 | 5.07 | 1 | 3000 | 84 |  |  | 8 | NO | NO | NO | 2018-05-02 | 4.3 |  | standard |  |  |  |  | 2018-11-02 | NO | NO | NO | [6 empty] | AC | [7 empty] | NO
PEG5BPC7 | Mobern Lighting Co | Mobern Lighting | 44-96LED118DMV35 | Indoor Luminaires | Linear Ambient | Direct Linear Ambient Luminaires |  | standard | NO | [10 empty] | 2016-11-10 | Dimmable | Continuous Below 10 | YES |  | QQQTFE | [25 empty] | 4.4 | 15015 | 127.25 | 118 | 5.07 | 1 | 3500 | 84 |  |  | 8 | NO | NO | NO | 2018-05-02 | 4.3 |  | standard |  |  |  |  | 2018-11-02 | NO | NO | NO | [6 empty] | AC | [7 empty] | NO
PJ7C17PS | Mobern Lighting Co | Mobern Lighting | 44-96LED118DMV40 | Indoor Luminaires | Linear Ambient | Direct Linear Ambient Luminaires |  | standard | NO | [10 empty] | 2016-11-10 | Dimmable | Continuous Below 10 | YES |  | QQQTFE | [25 empty] | 4.4 | 15510 | 131.44 | 118 | 5.07 | 1 | 4000 | 84 |  |  | 8 | NO | NO | NO | 2018-05-02 | 4.3 |  | standard |  |  |  |  | 2018-11-02 | NO | NO | NO | [6 empty] | AC | [7 empty] | NO
P7QQERFC | Mobern Lighting Co | Mobern Lighting | 44-96LED118DMV50 | Indoor Luminaires | Linear Ambient | Direct Linear Ambient Luminaires |  | standard | NO | [10 empty] | 2016-11-10 | Dimmable | Continuous Below 10 | YES |  | QQQTFE | [25 empty] | 4.4 | 15975 | 135.38 | 118 | 5.07 | 1 | 5000 | 83 |  |  | 8 | NO | NO | NO | 2018-05-02 | 4.3 |  | standard |  |  |  |  | 2018-11-02 | NO | NO | NO | [6 empty] | AC | [7 empty] | NO
P8PEDUYJ | Mobern Lighting Co | Mobern Lighting | 44-96LED118DMVFR30 | Indoor Luminaires | Linear Ambient | Direct Linear Ambient Luminaires |  | standard | NO | [10 empty] | 2016-11-10 | Dimmable | Continuous Below 10 | YES |  | QQQTFE | [25 empty] | 4.4 | 13556 | 115.17 | 117.7 | 5.14 | 1 | 3000 | 84 |  |  | 8 | NO | NO | NO | 2018-05-02 | 4.3 |  | standard |  |  |  |  | 2018-11-02 | NO | NO | NO | [6 empty] | AC | [7 empty] | NO
P9VDN15G | Mobern Lighting Co | Mobern Lighting | 44-96LED118DMVFR35 | Indoor Luminaires | Linear Ambient | Direct Linear Ambient Luminaires |  | standard | NO | [10 empty] | 2016-11-10 | Dimmable | Continuous Below 10 | YES |  | QQQTFE | [25 empty] | 4.4 | 13780 | 117.08 | 117.7 | 5.14 | 1 | 3500 | 84 |  |  | 8 | NO | NO | NO | 2018-05-02 | 4.3 |  | standard |  |  |  |  | 2018-11-02 | NO | NO | NO | [6 empty] | AC | [7 empty] | NO
PDTSX213 | Mobern Lighting Co | Mobern Lighting | 44-96LED118DMVFR40 | Indoor Luminaires | Linear Ambient | Direct Linear Ambient Luminaires |  | standard | NO | [10 empty] | 2016-11-10 | Dimmable | Continuous Below 10 | YES |  | QQQTFE | [25 empty] | 4.4 | 14235 | 120.94 | 117.7 | 5.14 | 1 | 4000 | 84 |  |  | 8 | NO | NO | NO | 2018-05-02 | 4.3 |  | standard |  |  |  |  | 2018-11-02 | NO | NO | NO | [6 empty] | AC | [7 empty] | NO
P21JAQZB | Mobern Lighting Co | Mobern Lighting | 44-96LED118DMVFR50 | Indoor Luminaires | Linear Ambient | Direct Linear Ambient Luminaires |  | standard | NO | [10 empty] | 2016-11-10 | Dimmable | Continuous Below 10 | YES |  | QQQTFE | [25 empty] | 4.4 | 14665 | 124.6 | 117.7 | 5.14 | 1 | 5000 | 83 |  |  | 8 | NO | NO | NO | 2018-05-02 | 4.3 |  | standard |  |  |  |  | 2018-11-02 | NO | NO | NO | [6 empty] | AC | [7 empty] | NO
P8VGYRX5 | Mobern Lighting Co | Mobern Lighting | 44-96LED24DMV30 | Indoor Luminaires | Linear Ambient | Direct Linear Ambient Luminaires |  | standard | NO | [10 empty] | 2016-11-10 | Dimmable | Continuous Below 10 | YES |  | QQQTFE | [25 empty] | 4.4 | 3312.2 | 138.82 | 23.86 | 8 | 0.92 | 3091 | 84 |  |  | 8 | NO | NO | NO | 2018-05-02 | 4.3 |  | standard |  |  |  |  | 2018-11-02 | NO | NO | NO | [6 empty] | AC | [7 empty] | NO
PGW29FST | Mobern Lighting Co | Mobern Lighting | 44-96LED24DMV35 | Indoor Luminaires | Linear Ambient | Direct Linear Ambient Luminaires |  | standard | NO | [10 empty] | 2016-11-10 | Dimmable | Continuous Below 10 | YES |  | QQQTFE | [25 empty] | 4.4 | 3365 | 141.03 | 23.86 | 8 | 0.92 | 3500 | 84 |  |  | 8 | NO | NO | NO | 2018-05-02 | 4.3 |  | standard |  |  |  |  | 2018-11-02 | NO | NO | NO | [6 empty] | AC | [7 empty] | NO
PMXGKZ4S | Mobern Lighting Co | Mobern Lighting | 44-96LED24DMV40 | Indoor Luminaires | Linear Ambient | Direct Linear Ambient Luminaires |  | standard | NO | [10 empty] | 2016-11-10 | Dimmable | Continuous Below 10 | YES |  | QQQTFE | [25 empty] | 4.4 | 3475 | 145.64 | 23.86 | 8 | 0.92 | 4000 | 84 |  |  | 8 | NO | NO | NO | 2018-05-02 | 4.3 |  | standard |  |  |  |  | 2018-11-02 | NO | NO | NO | [6 empty] | AC | [7 empty] | NO
PT4VWGDX | Mobern Lighting Co | Mobern Lighting | 44-96LED24DMV50 | Indoor Luminaires | Linear Ambient | Direct Linear Ambient Luminaires |  | standard | NO | [10 empty] | 2016-11-10 | Dimmable | Continuous Below 10 | YES |  | QQQTFE | [25 empty] | 4.4 | 3580 | 150.04 | 23.86 | 8 | 0.92 | 5000 | 83 |  |  | 8 | NO | NO | NO | 2018-05-02 | 4.3 |  | standard |  |  |  |  | 2018-11-02 | NO | NO | NO | [6 empty] | AC | [7 empty] | NO
PF5UCPP5 | Mobern Lighting Co | Mobern Lighting | 44-96LED24DMVFR30 | Indoor Luminaires | Linear Ambient | Direct Linear Ambient Luminaires |  | standard | NO | [10 empty] | 2016-11-10 | Dimmable | Continuous Below 10 | YES |  | QQQTFE | [25 empty] | 4.4 | 3046.5 | 127.74 | 23.85 | 7.9 | 0.92 | 3000 | 84 |  |  | 8 | NO | NO | NO | 2018-05-02 | 4.3 |  | standard |  |  |  |  | 2018-11-02 | NO | NO | NO | [6 empty] | AC | [7 empty] | NO
P4BH78NP | Mobern Lighting Co | Mobern Lighting | 44-96LED24DMVFR35 | Indoor Luminaires | Linear Ambient | Direct Linear Ambient Luminaires |  | standard | NO | [10 empty] | 2016-11-10 | Dimmable | Continuous Below 10 | YES |  | QQQTFE | [25 empty] | 4.4 | 3095 | 129.77 | 23.85 | 7.9 | 0.92 | 3500 | 84 |  |  | 8 | NO | NO | NO | 2018-05-02 | 4.3 |  | standard |  |  |  |  | 2018-11-02 | NO | NO | NO | [6 empty] | AC | [7 empty] | NO
PKRCVBJW | Mobern Lighting Co | Mobern Lighting | 44-96LED24DMVFR40 | Indoor Luminaires | Linear Ambient | Direct Linear Ambient Luminaires |  | standard | NO | [10 empty] | 2016-11-10 | Dimmable | Continuous Below 10 | YES |  | QQQTFE | [25 empty] | 4.4 | 3200 | 134.17 | 23.85 | 7.9 | 0.92 | 4000 | 84 |  |  | 8 | NO | NO | NO | 2018-05-02 | 4.3 |  | standard |  |  |  |  | 2018-11-02 | NO | NO | NO | [6 empty] | AC | [7 empty] | NO
PVXKZ32U | Mobern Lighting Co | Mobern Lighting | 44-96LED24DMVFR50 | Indoor Luminaires | Linear Ambient | Direct Linear Ambient Luminaires |  | standard | NO | [10 empty] | 2016-11-10 | Dimmable | Continuous Below 10 | YES |  | QQQTFE | [25 empty] | 4.4 | 3295 | 138.16 | 23.85 | 7.9 | 0.92 | 5000 | 83 |  |  | 8 | NO | NO | NO | 2018-05-02 | 4.3 |  | standard |  |  |  |  | 2018-11-02 | NO | NO | NO | [6 empty] | AC | [7 empty] | NO
PZYV836N | Mobern Lighting Co | Mobern Lighting | 44-96LED48DMV30 | Indoor Luminaires | Linear Ambient | Direct Linear Ambient Luminaires |  | standard | NO | [10 empty] | 2016-11-10 | Dimmable | Continuous Below 10 | YES |  | QQQTFE | [25 empty] | 4.4 | 6160 | 128.33 | 48 | 5.07 | 1 | 3000 | 84 |  |  | 8 | NO | NO | NO | 2018-05-02 | 4.3 |  | standard |  |  |  |  | 2018-11-02 | NO | NO | NO | [6 empty] | AC | [7 empty] | NO
PCS5A99S | Mobern Lighting Co | Mobern Lighting | 44-96LED48DMV35 | Indoor Luminaires | Linear Ambient | Direct Linear Ambient Luminaires |  | standard | NO | [10 empty] | 2016-11-10 | Dimmable | Continuous Below 10 | YES |  | QQQTFE | [25 empty] | 4.4 | 6265 | 130.52 | 48 | 5.07 | 1 | 3500 | 84 |  |  | 8 | NO | NO | NO | 2018-05-02 | 4.3 |  | standard |  |  |  |  | 2018-11-02 | NO | NO | NO | [6 empty] | AC | [7 empty] | NO
PYQ6HUDD | Mobern Lighting Co | Mobern Lighting | 44-96LED48DMV40 | Indoor Luminaires | Linear Ambient | Direct Linear Ambient Luminaires |  | standard | NO | [10 empty] | 2016-11-10 | Dimmable | Continuous Below 10 | YES |  | QQQTFE | [25 empty] | 4.4 | 6475 | 134.9 | 48 | 5.07 | 1 | 4000 | 84 |  |  | 8 | NO | NO | NO | 2018-05-02 | 4.3 |  | standard |  |  |  |  | 2018-11-02 | NO | NO | NO | [6 empty] | AC | [7 empty] | NO
P4PZSNER | Mobern Lighting Co | Mobern Lighting | 44-96LED48DMV50 | Indoor Luminaires | Linear Ambient | Direct Linear Ambient Luminaires |  | standard | NO | [10 empty] | 2016-11-10 | Dimmable | Continuous Below 10 | YES |  | QQQTFE | [25 empty] | 4.4 | 6665 | 138.85 | 48 | 5.07 | 1 | 5000 | 83 |  |  | 8 | NO | NO | NO | 2018-05-02 | 4.3 |  | standard |  |  |  |  | 2018-11-02 | NO | NO | NO | [6 empty] | AC | [7 empty] | NO
PMSR5359 | Mobern Lighting Co | Mobern Lighting | 44-96LED48DMVFR30 | Indoor Luminaires | Linear Ambient | Direct Linear Ambient Luminaires |  | standard | NO | [10 empty] | 2016-11-10 | Dimmable | Continuous Below 10 | YES |  | QQQTFE | [25 empty] | 4.4 | 5670 | 118.13 | 48 | 5.14 | 1 | 3000 | 84 |  |  | 8 | NO | NO | NO | 2018-05-02 | 4.3 |  | standard |  |  |  |  | 2018-11-02 | NO | NO | NO | [6 empty] | AC | [7 empty] | NO
PMK99YBQ | Mobern Lighting Co | Mobern Lighting | 44-96LED48DMVFR35 | Indoor Luminaires | Linear Ambient | Direct Linear Ambient Luminaires |  | standard | NO | [10 empty] | 2016-11-10 | Dimmable | Continuous Below 10 | YES |  | QQQTFE | [25 empty] | 4.4 | 5765 | 120.1 | 48 | 5.14 | 1 | 3500 | 84 |  |  | 8 | NO | NO | NO | 2018-05-02 | 4.3 |  | standard |  |  |  |  | 2018-11-02 | NO | NO | NO | [6 empty] | AC | [7 empty] | NO
P5439BCW | Mobern Lighting Co | Mobern Lighting | 44-96LED48DMVFR40 | Indoor Luminaires | Linear Ambient | Direct Linear Ambient Luminaires |  | standard | NO | [10 empty] | 2016-11-10 | Dimmable | Continuous Below 10 | YES |  | QQQTFE | [25 empty] | 4.4 | 5955 | 124.06 | 48 | 5.14 | 1 | 4000 | 84 |  |  | 8 | NO | NO | NO | 2018-05-02 | 4.3 |  | standard |  |  |  |  | 2018-11-02 | NO | NO | NO | [6 empty] | AC | [7 empty] | NO
P9NUQ7RV | Mobern Lighting Co | Mobern Lighting | 44-96LED48DMVFR50 | Indoor Luminaires | Linear Ambient | Direct Linear Ambient Luminaires |  | standard | NO | [10 empty] | 2016-11-10 | Dimmable | Continuous Below 10 | YES |  | QQQTFE | [25 empty] | 4.4 | 6130 | 127.71 | 48 | 5.14 | 1 | 5000 | 83 |  |  | 8 | NO | NO | NO | 2018-05-02 | 4.3 |  | standard |  |  |  |  | 2018-11-02 | NO | NO | NO | [6 empty] | AC | [7 empty] | NO
P1WBHUHS | Mobern Lighting Co | Mobern Lighting | 44-96LED57DMV30 | Indoor Luminaires | Linear Ambient | Direct Linear Ambient Luminaires |  | standard | NO | [10 empty] | 2016-11-10 | Dimmable | Continuous Below 10 | YES |  | QQQTFE | [25 empty] | 4.4 | 7384 | 125.13 | 59.01 | 5.07 | 1 | 3000 | 84 |  |  | 8 | NO | NO | NO | 2018-05-02 | 4.3 |  | standard |  |  |  |  | 2018-11-02 | NO | NO | NO | [6 empty] | AC | [7 empty] | NO
P8GBNWEJ | Mobern Lighting Co | Mobern Lighting | 44-96LED57DMV35 | Indoor Luminaires | Linear Ambient | Direct Linear Ambient Luminaires |  | standard | NO | [10 empty] | 2016-11-10 | Dimmable | Continuous Below 10 | YES |  | QQQTFE | [25 empty] | 4.4 | 7505 | 127.18 | 59.01 | 5.07 | 1 | 3500 | 84 |  |  | 8 | NO | NO | NO | 2018-05-02 | 4.3 |  | standard |  |  |  |  | 2018-11-02 | NO | NO | NO | [6 empty] | AC | [7 empty] | NO
PENJ1595 | Mobern Lighting Co | Mobern Lighting | 44-96LED57DMV40 | Indoor Luminaires | Linear Ambient | Direct Linear Ambient Luminaires |  | standard | NO | [10 empty] | 2016-11-10 | Dimmable | Continuous Below 10 | YES |  | QQQTFE | [25 empty] | 4.4 | 7755 | 131.42 | 59.01 | 5.07 | 1 | 4000 | 84 |  |  | 8 | NO | NO | NO | 2018-05-02 | 4.3 |  | standard |  |  |  |  | 2018-11-02 | NO | NO | NO | [6 empty] | AC | [7 empty] | NO
PPZNY9T6 | Mobern Lighting Co | Mobern Lighting | 44-96LED57DMV50 | Indoor Luminaires | Linear Ambient | Direct Linear Ambient Luminaires |  | standard | NO | [10 empty] | 2016-11-10 | Dimmable | Continuous Below 10 | YES |  | QQQTFE | [25 empty] | 4.4 | 7985 | 135.32 | 59.01 | 5.07 | 1 | 5000 | 83 |  |  | 8 | NO | NO | NO | 2018-05-02 | 4.3 |  | standard |  |  |  |  | 2018-11-02 | NO | NO | NO | [6 empty] | AC | [7 empty] | NO
PHJNVWKT | Mobern Lighting Co | Mobern Lighting | 44-96LED57DMVFR30 | Indoor Luminaires | Linear Ambient | Direct Linear Ambient Luminaires |  | standard | NO | [10 empty] | 2016-11-10 | Dimmable | Continuous Below 10 | YES |  | QQQTFE | [25 empty] | 4.4 | 6778 | 115.17 | 58.85 | 5.14 | 1 | 3000 | 84 |  |  | 8 | NO | NO | NO | 2018-05-02 | 4.3 |  | standard |  |  |  |  | 2018-11-02 | NO | NO | NO | [6 empty] | AC | [7 empty] | NO
PV2CFSQ9 | Mobern Lighting Co | Mobern Lighting | 44-96LED57DMVFR35 | Indoor Luminaires | Linear Ambient | Direct Linear Ambient Luminaires |  | standard | NO | [10 empty] | 2016-11-10 | Dimmable | Continuous Below 10 | YES |  | QQQTFE | [25 empty] | 4.4 | 6890 | 117.08 | 58.85 | 5.14 | 1 | 3500 | 84 |  |  | 8 | NO | NO | NO | 2018-05-02 | 4.3 |  | standard |  |  |  |  | 2018-11-02 | NO | NO | NO | [6 empty] | AC | [7 empty] | NO
PEDWNGF1 | Mobern Lighting Co | Mobern Lighting | 44-96LED57DMVFR40 | Indoor Luminaires | Linear Ambient | Direct Linear Ambient Luminaires |  | standard | NO | [10 empty] | 2016-11-10 | Dimmable | Continuous Below 10 | YES |  | QQQTFE | [25 empty] | 4.4 | 7120 | 120.99 | 58.85 | 5.14 | 1 | 4000 | 84 |  |  | 8 | NO | NO | NO | 2018-05-02 | 4.3 |  | standard |  |  |  |  | 2018-11-02 | NO | NO | NO | [6 empty] | AC | [7 empty] | NO
P3S12Y7M | Mobern Lighting Co | Mobern Lighting | 44-96LED57DMVFR50 | Indoor Luminaires | Linear Ambient | Direct Linear Ambient Luminaires |  | standard | NO | [10 empty] | 2016-11-10 | Dimmable | Continuous Below 10 | YES |  | QQQTFE | [25 empty] | 4.4 | 7330 | 124.55 | 58.85 | 5.14 | 1 | 5000 | 83 |  |  | 8 | NO | NO | NO | 2018-05-02 | 4.3 |  | standard |  |  |  |  | 2018-11-02 | NO | NO | NO | [6 empty] | AC | [7 empty] | NO
PK6SQ17M | Mobern Lighting Co | Mobern Lighting | 44-96LED70DMV30 | Indoor Luminaires | Linear Ambient | Direct Linear Ambient Luminaires |  | standard | NO | [10 empty] | 2016-11-10 | Dimmable | Continuous Below 10 | YES |  | QQQTFE | [25 empty] | 4.4 | 9370 | 133.86 | 70 | 5.07 | 1 | 3000 | 84 |  |  | 8 | NO | NO | NO | 2018-05-02 | 4.3 |  | standard |  |  |  |  | 2018-11-02 | NO | NO | NO | [6 empty] | AC | [7 empty] | NO
P532Q2A1 | Mobern Lighting Co | Mobern Lighting | 44-96LED70DMV35 | Indoor Luminaires | Linear Ambient | Direct Linear Ambient Luminaires |  | standard | NO | [10 empty] | 2016-11-10 | Dimmable | Continuous Below 10 | YES |  | QQQTFE | [25 empty] | 4.4 | 9525 | 136.07 | 70 | 5.07 | 1 | 3500 | 84 |  |  | 8 | NO | NO | NO | 2018-05-02 | 4.3 |  | standard |  |  |  |  | 2018-11-02 | NO | NO | NO | [6 empty] | AC | [7 empty] | NO
PH45885Y | Mobern Lighting Co | Mobern Lighting | 44-96LED70DMV40 | Indoor Luminaires | Linear Ambient | Direct Linear Ambient Luminaires |  | standard | NO | [10 empty] | 2016-11-10 | Dimmable | Continuous Below 10 | YES |  | QQQTFE | [25 empty] | 4.4 | 9840 | 140.57 | 70 | 5.07 | 1 | 4000 | 84 |  |  | 8 | NO | NO | NO | 2018-05-02 | 4.3 |  | standard |  |  |  |  | 2018-11-02 | NO | NO | NO | [6 empty] | AC | [7 empty] | NO
PAQ1TEVN | Mobern Lighting Co | Mobern Lighting | 44-96LED70DMV50 | Indoor Luminaires | Linear Ambient | Direct Linear Ambient Luminaires |  | standard | NO | [10 empty] | 2016-11-10 | Dimmable | Continuous Below 10 | YES |  | QQQTFE | [25 empty] | 4.4 | 10135 | 144.79 | 70 | 5.07 | 1 | 5000 | 83 |  |  | 8 | NO | NO | NO | 2018-05-02 | 4.3 |  | standard |  |  |  |  | 2018-11-02 | NO | NO | NO | [6 empty] | AC | [7 empty] | NO
PD7R6QPD | Mobern Lighting Co | Mobern Lighting | 44-96LED70DMVFR30 | Indoor Luminaires | Linear Ambient | Direct Linear Ambient Luminaires |  | standard | NO | [10 empty] | 2016-11-10 | Dimmable | Continuous Below 10 | YES |  | QQQTFE | [25 empty] | 4.4 | 8615 | 123.07 | 70 | 5.14 | 1 | 3000 | 84 |  |  | 8 | NO | NO | NO | 2018-05-02 | 4.3 |  | standard |  |  |  |  | 2018-11-02 | NO | NO | NO | [6 empty] | AC | [7 empty] | NO
PBWPC27K | Mobern Lighting Co | Mobern Lighting | 44-96LED70DMVFR35 | Indoor Luminaires | Linear Ambient | Direct Linear Ambient Luminaires |  | standard | NO | [10 empty] | 2016-11-10 | Dimmable | Continuous Below 10 | YES |  | QQQTFE | [25 empty] | 4.4 | 8760 | 125.14 | 70 | 5.14 | 1 | 3500 | 84 |  |  | 8 | NO | NO | NO | 2018-05-02 | 4.3 |  | standard |  |  |  |  | 2018-11-02 | NO | NO | NO | [6 empty] | AC | [7 empty] | NO
PC13UYX4 | Mobern Lighting Co | Mobern Lighting | 44-96LED70DMVFR40 | Indoor Luminaires | Linear Ambient | Direct Linear Ambient Luminaires |  | standard | NO | [10 empty] | 2016-11-10 | Dimmable | Continuous Below 10 | YES |  | QQQTFE | [25 empty] | 4.4 | 9050 | 129.29 | 70 | 5.14 | 1 | 4000 | 84 |  |  | 8 | NO | NO | NO | 2018-05-02 | 4.3 |  | standard |  |  |  |  | 2018-11-02 | NO | NO | NO | [6 empty] | AC | [7 empty] | NO
PJ8B1K5Q | Mobern Lighting Co | Mobern Lighting | 44-96LED70DMVFR50 | Indoor Luminaires | Linear Ambient | Direct Linear Ambient Luminaires |  | standard | NO | [10 empty] | 2016-11-10 | Dimmable | Continuous Below 10 | YES |  | QQQTFE | [25 empty] | 4.4 | 9320 | 133.14 | 70 | 5.14 | 1 | 5000 | 83 |  |  | 8 | NO | NO | NO | 2018-05-02 | 4.3 |  | standard |  |  |  |  | 2018-11-02 | NO | NO | NO | [6 empty] | AC | [7 empty] | NO
P7YVVZWX | Mobern Lighting Co | Mobern Lighting | 44-96LED97DMV30 | Indoor Luminaires | Linear Ambient | Direct Linear Ambient Luminaires |  | standard | NO | [10 empty] | 2016-11-10 | Dimmable | Continuous Below 10 | YES |  | QQQTFE | [25 empty] | 4.4 | 12325 | 127.06 | 97 | 5.07 | 1 | 3000 | 84 |  |  | 8 | NO | NO | NO | 2018-05-02 | 4.3 |  | standard |  |  |  |  | 2018-11-02 | NO | NO | NO | [6 empty] | AC | [7 empty] | NO
PMV85H7K | Mobern Lighting Co | Mobern Lighting | 44-96LED97DMV35 | Indoor Luminaires | Linear Ambient | Direct Linear Ambient Luminaires |  | standard | NO | [10 empty] | 2016-11-10 | Dimmable | Continuous Below 10 | YES |  | QQQTFE | [25 empty] | 4.4 | 12535 | 129.23 | 97 | 5.07 | 1 | 3500 | 84 |  |  | 8 | NO | NO | NO | 2018-05-02 | 4.3 |  | standard |  |  |  |  | 2018-11-02 | NO | NO | NO | [6 empty] | AC | [7 empty] | NO
PUSKD9DF | Mobern Lighting Co | Mobern Lighting | 44-96LED97DMV40 | Indoor Luminaires | Linear Ambient | Direct Linear Ambient Luminaires |  | standard | NO | [10 empty] | 2016-11-10 | Dimmable | Continuous Below 10 | YES |  | QQQTFE | [25 empty] | 4.4 | 12950 | 133.51 | 97 | 5.07 | 1 | 4000 | 84 |  |  | 8 | NO | NO | NO | 2018-05-02 | 4.3 |  | standard |  |  |  |  | 2018-11-02 | NO | NO | NO | [6 empty] | AC | [7 empty] | NO
P5T1AXGJ | Mobern Lighting Co | Mobern Lighting | 44-96LED97DMV50 | Indoor Luminaires | Linear Ambient | Direct Linear Ambient Luminaires |  | standard | NO | [10 empty] | 2016-11-10 | Dimmable | Continuous Below 10 | YES |  | QQQTFE | [25 empty] | 4.4 | 13335 | 137.47 | 97 | 5.07 | 1 | 5000 | 83 |  |  | 8 | NO | NO | NO | 2018-05-02 | 4.3 |  | standard |  |  |  |  | 2018-11-02 | NO | NO | NO | [6 empty] | AC | [7 empty] | NO
P3W48PFR | Mobern Lighting Co | Mobern Lighting | 44-96LED97DMVFR30 | Indoor Luminaires | Linear Ambient | Direct Linear Ambient Luminaires |  | standard | NO | [10 empty] | 2016-11-10 | Dimmable | Continuous Below 10 | YES |  | QQQTFE | [25 empty] | 4.4 | 11335 | 116.86 | 97 | 5.14 | 1 | 3000 | 84 |  |  | 8 | NO | NO | NO | 2018-05-02 | 4.3 |  | standard |  |  |  |  | 2018-11-02 | NO | NO | NO | [6 empty] | AC | [7 empty] | NO
P5XKCA5D | Mobern Lighting Co | Mobern Lighting | 44-96LED97DMVFR35 | Indoor Luminaires | Linear Ambient | Direct Linear Ambient Luminaires |  | standard | NO | [10 empty] | 2016-11-10 | Dimmable | Continuous Below 10 | YES |  | QQQTFE | [25 empty] | 4.4 | 11530 | 118.87 | 97 | 5.14 | 1 | 3500 | 84 |  |  | 8 | NO | NO | NO | 2018-05-02 | 4.3 |  | standard |  |  |  |  | 2018-11-02 | NO | NO | NO | [6 empty] | AC | [7 empty] | NO
PSGKRJQ1 | Mobern Lighting Co | Mobern Lighting | 44-96LED97DMVFR40 | Indoor Luminaires | Linear Ambient | Direct Linear Ambient Luminaires |  | standard | NO | [10 empty] | 2016-11-10 | Dimmable | Continuous Below 10 | YES |  | QQQTFE | [25 empty] | 4.4 | 11910 | 122.78 | 97 | 5.14 | 1 | 4000 | 84 |  |  | 8 | NO | NO | NO | 2018-05-02 | 4.3 |  | standard |  |  |  |  | 2018-11-02 | NO | NO | NO | [6 empty] | AC | [7 empty] | NO
P18GAKS5 | Mobern Lighting Co | Mobern Lighting | 44-96LED97DMVFR50 | Indoor Luminaires | Linear Ambient | Direct Linear Ambient Luminaires |  | standard | NO | [10 empty] | 2016-11-10 | Dimmable | Continuous Below 10 | YES |  | QQQTFE | [25 empty] | 4.4 | 12265 | 126.44 | 97 | 5.14 | 1 | 5000 | 83 |  |  | 8 | NO | NO | NO | 2018-05-02 | 4.3 |  | standard |  |  |  |  | 2018-11-02 | NO | NO | NO | [6 empty] | AC | [7 empty] | NO
PNXCXY5W | Mobern Lighting Co | Mobern Lighting | 44-96PLED74DMV30 | Indoor Luminaires | High-Bay | Low-Bay Luminaires for Commercial and Industrial Buildings |  | standard | NO | [10 empty] | 2017-12-14 | Dimmable | Continuous Below 10 | YES |  | EAEFJL | [25 empty] | 4.4 | 9418 | 127 | 74 | 8.7 | 1 | 3000 | 82 |  |  |  | NO | NO | NO | [8 empty] | 2018-11-02 | NO | NO | NO | [6 empty] | AC | [7 empty] | NO
PLTDZVCK | Mobern Lighting Co | Mobern Lighting | 44-96PLED74DMV30 | Indoor Luminaires | Linear Ambient | Direct Linear Ambient Luminaires |  | standard | NO | [10 empty] | 2017-12-14 | Dimmable | Continuous Below 10 | YES |  | EAEFJL | [25 empty] | 4.4 | 9418 | 127 | 74 | 8.7 | 1 | 3000 | 82 |  |  | 8 | NO | NO | NO | [8 empty] | 2018-11-02 | NO | NO | NO | [6 empty] | AC | [7 empty] | NO
POB9D4FS | Mobern Lighting Co | Mobern Lighting | 44-96PLED74DMV35 | Indoor Luminaires | High-Bay | Low-Bay Luminaires for Commercial and Industrial Buildings |  | standard | NO | [10 empty] | 2017-12-14 | Dimmable | Continuous Below 10 | YES |  | EAEFJL | [25 empty] | 4.4 | 9740.01 | 131.62 | 74 | 8.4 | 1 | 3500 | 82 |  |  |  | NO | NO | NO | [8 empty] | 2018-11-02 | NO | NO | NO | [6 empty] | AC | [7 empty] | NO
P4QCWOPT | Mobern Lighting Co | Mobern Lighting | 44-96PLED74DMV35 | Indoor Luminaires | Linear Ambient | Direct Linear Ambient Luminaires |  | standard | NO | [10 empty] | 2017-12-14 | Dimmable | Continuous Below 10 | YES |  | EAEFJL | [25 empty] | 4.4 | 9740.01 | 131.62 | 74 | 8.4 | 1 | 3500 | 82 |  |  | 8 | NO | NO | NO | [8 empty] | 2018-11-02 | NO | NO | NO | [6 empty] | AC | [7 empty] | NO
P4J1FSJ1 | Mobern Lighting Co | Mobern Lighting | 44-96PLED74DMV40 | Indoor Luminaires | Linear Ambient | Direct Linear Ambient Luminaires |  | standard | NO | [10 empty] | 2017-12-14 | Dimmable | Continuous Below 10 | YES |  | EAEFJL | [25 empty] | 4.4 | 10073.6 | 136.13 | 74 | 8.4 | 1 | 4000 | 82 |  |  | 8 | NO | NO | NO | [8 empty] | 2018-11-02 | NO | NO | NO | [6 empty] | AC | [7 empty] | NO
P1AYHZHF | Mobern Lighting Co | Mobern Lighting | 44-96PLED74DMV40 | Indoor Luminaires | High-Bay | Low-Bay Luminaires for Commercial and Industrial Buildings |  | standard | NO | [10 empty] | 2017-12-14 | Dimmable | Continuous Below 10 | YES |  | EAEFJL | [25 empty] | 4.4 | 10073.6 | 136.13 | 74 | 8.4 | 1 | 4000 | 82 |  |  |  | NO | NO | NO | [8 empty] | 2018-11-02 | NO | NO | NO | [6 empty] | AC | [7 empty] | NO
P5SGIAWM | Mobern Lighting Co | Mobern Lighting | 44-96PLED74DMV50 | Indoor Luminaires | High-Bay | Low-Bay Luminaires for Commercial and Industrial Buildings |  | standard | NO | [10 empty] | 2017-12-14 | Dimmable | Continuous Below 10 | YES |  | EAEFJL | [25 empty] | 4.4 | 10248.8 | 138.5 | 74 | 8.4 | 1 | 5000 | 82 |  |  |  | NO | NO | NO | [8 empty] | 2018-11-02 | NO | NO | NO | [6 empty] | AC | [7 empty] | NO
PEJYBAHV | Mobern Lighting Co | Mobern Lighting | 44-96PLED74DMV50 | Indoor Luminaires | Linear Ambient | Direct Linear Ambient Luminaires |  | standard | NO | [10 empty] | 2017-12-14 | Dimmable | Continuous Below 10 | YES |  | EAEFJL | [25 empty] | 4.4 | 10248.8 | 138.5 | 74 | 8.4 | 1 | 5000 | 82 |  |  | 8 | NO | NO | NO | [8 empty] | 2018-11-02 | NO | NO | NO | [6 empty] | AC | [7 empty] | NO
PR8YOIZE | Mobern Lighting Co | Mobern Lighting | 44-96PLED74DMVFR30 | Indoor Luminaires | High-Bay | Low-Bay Luminaires for Commercial and Industrial Buildings |  | standard | NO | [10 empty] | 2017-12-14 | Dimmable | Continuous Below 10 | YES |  | EAEFJL | [25 empty] | 4.4 | 8759.4 | 118 | 74 | 8.7 | 0.99 | 3000 | 83 |  |  |  | NO | NO | NO | [8 empty] | 2018-11-02 | NO | NO | NO | [6 empty] | AC | [7 empty] | NO
P9E363PN | Mobern Lighting Co | Mobern Lighting | 44-96PLED74DMVFR30 | Indoor Luminaires | Linear Ambient | Direct Linear Ambient Luminaires |  | standard | NO | [10 empty] | 2017-12-14 | Dimmable | Continuous Below 10 | YES |  | EAEFJL | [25 empty] | 4.4 | 8759.4 | 118 | 74 | 8.7 | 0.99 | 3000 | 83 |  |  | 8 | NO | NO | NO | [8 empty] | 2018-11-02 | NO | NO | NO | [6 empty] | AC | [7 empty] | NO
P6E9W7G0 | Mobern Lighting Co | Mobern Lighting | 44-96PLED74DMVFR35 | Indoor Luminaires | Linear Ambient | Direct Linear Ambient Luminaires |  | standard | NO | [10 empty] | 2017-12-14 | Dimmable | Continuous Below 10 | YES |  | EAEFJL | [25 empty] | 4.4 | 9058.9 | 122.42 | 74 | 8.7 | 0.99 | 3500 | 83 |  |  | 8 | NO | NO | NO | [8 empty] | 2018-11-02 | NO | NO | NO | [6 empty] | AC | [7 empty] | NO
PB2RJEUR | Mobern Lighting Co | Mobern Lighting | 44-96PLED74DMVFR35 | Indoor Luminaires | High-Bay | Low-Bay Luminaires for Commercial and Industrial Buildings |  | standard | NO | [10 empty] | 2017-12-14 | Dimmable | Continuous Below 10 | YES |  | EAEFJL | [25 empty] | 4.4 | 9058.9 | 122.42 | 74 | 8.7 | 0.99 | 3500 | 83 |  |  |  | NO | NO | NO | [8 empty] | 2018-11-02 | NO | NO | NO | [6 empty] | AC | [7 empty] | NO
PJQHYU0L | Mobern Lighting Co | Mobern Lighting | 44-96PLED74DMVFR40 | Indoor Luminaires | High-Bay | Low-Bay Luminaires for Commercial and Industrial Buildings |  | standard | NO | [10 empty] | 2017-12-14 | Dimmable | Continuous Below 10 | YES |  | EAEFJL | [25 empty] | 4.4 | 9369.14 | 126.61 | 74 | 8.7 | 0.99 | 4000 | 83 |  |  |  | NO | NO | NO | [8 empty] | 2018-11-02 | NO | NO | NO | [6 empty] | AC | [7 empty] | NO
P3N1SPRT | Mobern Lighting Co | Mobern Lighting | 44-96PLED74DMVFR40 | Indoor Luminaires | Linear Ambient | Direct Linear Ambient Luminaires |  | standard | NO | [10 empty] | 2017-12-14 | Dimmable | Continuous Below 10 | YES |  | EAEFJL | [25 empty] | 4.4 | 9369.14 | 126.61 | 74 | 8.7 | 0.99 | 4000 | 83 |  |  | 8 | NO | NO | NO | [8 empty] | 2018-11-02 | NO | NO | NO | [6 empty] | AC | [7 empty] | NO
PMG374SD | Mobern Lighting Co | Mobern Lighting | 44-96PLED74DMVFR50 | Indoor Luminaires | Linear Ambient | Direct Linear Ambient Luminaires |  | standard | NO | [10 empty] | 2017-12-14 | Dimmable | Continuous Below 10 | YES |  | EAEFJL | [25 empty] | 4.4 | 9532.07 | 128.81 | 74 | 8.7 | 0.99 | 5000 | 83 |  |  | 8 | NO | NO | NO | [8 empty] | 2018-11-02 | NO | NO | NO | [6 empty] | AC | [7 empty] | NO
PKHGRPP0 | Mobern Lighting Co | Mobern Lighting | 44-96PLED74DMVFR50 | Indoor Luminaires | High-Bay | Low-Bay Luminaires for Commercial and Industrial Buildings |  | standard | NO | [10 empty] | 2017-12-14 | Dimmable | Continuous Below 10 | YES |  | EAEFJL | [25 empty] | 4.4 | 9532.07 | 128.81 | 74 | 8.7 | 0.99 | 5000 | 83 |  |  |  | NO | NO | NO | [8 empty] | 2018-11-02 | NO | NO | NO | [6 empty] | AC | [7 empty] | NO
PLM2B60Y85OY | Mobern Lighting Co | Mobern Lighting | 44RSR48LED30DMV30 | Indoor Luminaires | Linear Ambient | Direct Linear Ambient Luminaires |  | standard | YES |  | 3529 | 119.2 | 29.6 | 12 | 0.928 | 3100 | 84 | 5 | 50000 | 2019-02-01 | Dimmable | Continuous Below 10 | YES |  | VVVXUW | [15 empty] | 66 | [9 empty] | 4.4 | 3529 | 119.22 | 29.6 | 12 | 0.93 | 3000 | 84 |  |  | 4 | NO | NO | NO | [8 empty] | 2019-02-01 | NO | NO | NO | [6 empty] | AC | [7 empty] | NO
PLH0P08XF81J | Mobern Lighting Co | Mobern Lighting | 44RSR48LED30DMV35 | Indoor Luminaires | Linear Ambient | Direct Linear Ambient Luminaires |  | standard | NO | [10 empty] | 2019-02-01 | Dimmable | Continuous Below 10 | YES |  | VVVXUW | [25 empty] | 4.4 | 3687 | 124.56 | 29.6 | 12 | 0.93 | 3500 | 84 |  |  | 4 | NO | NO | NO | [8 empty] | 2019-02-01 | NO | NO | NO | [6 empty] | AC | [7 empty] | NO
PLFDS86IDOJY | Mobern Lighting Co | Mobern Lighting | 44RSR48LED30DMV40 | Indoor Luminaires | Linear Ambient | Direct Linear Ambient Luminaires |  | standard | NO | [10 empty] | 2019-02-01 | Dimmable | Continuous Below 10 | YES |  | VVVXUW | [25 empty] | 4.4 | 3827 | 129.29 | 29.6 | 12 | 0.93 | 4000 | 84 |  |  | 4 | NO | NO | NO | [8 empty] | 2019-02-01 | NO | NO | NO | [6 empty] | AC | [7 empty] | NO
PLB8KMHV1FSM | Mobern Lighting Co | Mobern Lighting | 44RSR48LED30DMV50 | Indoor Luminaires | Linear Ambient | Direct Linear Ambient Luminaires |  | standard | NO | [10 empty] | 2019-02-01 | Dimmable | Continuous Below 10 | YES |  | VVVXUW | [25 empty] | 4.4 | 3896 | 131.62 | 29.6 | 12 | 0.93 | 5000 | 84 |  |  | 4 | NO | NO | NO | [8 empty] | 2019-02-01 | NO | NO | NO | [6 empty] | AC | [7 empty] | NO
PLN2IFDNTJ35 | Mobern Lighting Co | Mobern Lighting | 44RSR48LED41DMV30 | Indoor Luminaires | Linear Ambient | Direct Linear Ambient Luminaires |  | standard | NO | [10 empty] | 2019-02-01 | Dimmable | Continuous Below 10 | YES |  | VVVXUW | [25 empty] | 4.4 | 4918 | 119.66 | 41.1 | 12 | 0.93 | 3000 | 84 |  |  | 4 | NO | NO | NO | [8 empty] | 2019-02-01 | NO | NO | NO | [6 empty] | AC | [7 empty] | NO
PLP6DDA8JL7Z | Mobern Lighting Co | Mobern Lighting | 44RSR48LED41DMV35 | Indoor Luminaires | Linear Ambient | Direct Linear Ambient Luminaires |  | standard | NO | [10 empty] | 2019-02-01 | Dimmable | Continuous Below 10 | YES |  | VVVXUW | [25 empty] | 4.4 | 4918 | 119.66 | 41.1 | 12 | 0.93 | 3500 | 84 |  |  | 4 | NO | NO | NO | [8 empty] | 2019-02-01 | NO | NO | NO | [6 empty] | AC | [7 empty] | NO
PLCSV2TO7OVP | Mobern Lighting Co | Mobern Lighting | 44RSR48LED41DMV40 | Indoor Luminaires | Linear Ambient | Direct Linear Ambient Luminaires |  | standard | NO | [10 empty] | 2019-02-01 | Dimmable | Continuous Below 10 | YES |  | VVVXUW | [25 empty] | 4.4 | 5103 | 124.16 | 41.1 | 12 | 0.93 | 4000 | 84 |  |  | 4 | NO | NO | NO | [8 empty] | 2019-02-01 | NO | NO | NO | [6 empty] | AC | [7 empty] | NO
PLNXDRDT8KFU | Mobern Lighting Co | Mobern Lighting | 44RSR48LED41DMV50 | Indoor Luminaires | Linear Ambient | Direct Linear Ambient Luminaires |  | standard | NO | [10 empty] | 2019-02-01 | Dimmable | Continuous Below 10 | YES |  | VVVXUW | [25 empty] | 4.4 | 5196 | 126.42 | 41.1 | 12 | 0.93 | 5000 | 84 |  |  | 4 | NO | NO | NO | [8 empty] | 2019-02-01 | NO | NO | NO | [6 empty] | AC | [7 empty] | NO
PLBAPL07X7ZG | Mobern Lighting Co | Mobern Lighting | 44RSR48LED58DMV30 | Indoor Luminaires | Linear Ambient | Direct Linear Ambient Luminaires |  | standard | YES |  | 6717 | 115.4 | 58.2 | 3.8 | 0.975 | 3180 | 84 | 5 | 50000 | 2019-02-01 | Dimmable | Continuous Below 10 | YES |  | VVVXUW | [15 empty] | 66 | [9 empty] | 4.4 | 6717 | 115.41 | 58.2 | 3.8 | 0.98 | 3000 | 84 |  |  | 4 | NO | NO | NO | [8 empty] | 2019-02-01 | NO | NO | NO | [6 empty] | AC | [7 empty] | NO
PL3K3HXBS5XD | Mobern Lighting Co | Mobern Lighting | 44RSR48LED58DMV35 | Indoor Luminaires | Linear Ambient | Direct Linear Ambient Luminaires |  | standard | NO | [10 empty] | 2019-02-01 | Dimmable | Continuous Below 10 | YES |  | VVVXUW | [25 empty] | 4.4 | 6758 | 116.12 | 58.2 | 3.8 | 0.98 | 3500 | 84 |  |  | 4 | NO | NO | NO | [8 empty] | 2019-02-01 | NO | NO | NO | [6 empty] | AC | [7 empty] | NO
PLEYPJAN9VTA | Mobern Lighting Co | Mobern Lighting | 44RSR48LED58DMV40 | Indoor Luminaires | Linear Ambient | Direct Linear Ambient Luminaires |  | standard | NO | [10 empty] | 2019-02-01 | Dimmable | Continuous Below 10 | YES |  | VVVXUW | [25 empty] | 4.4 | 7013 | 120.5 | 58.2 | 3.8 | 0.98 | 4000 | 84 |  |  | 4 | NO | NO | NO | [8 empty] | 2019-02-01 | NO | NO | NO | [6 empty] | AC | [7 empty] | NO
PLIQ00RY5CHL | Mobern Lighting Co | Mobern Lighting | 44RSR48LED58DMV50 | Indoor Luminaires | Linear Ambient | Direct Linear Ambient Luminaires |  | standard | NO | [10 empty] | 2019-02-01 | Dimmable | Continuous Below 10 | YES |  | VVVXUW | [25 empty] | 4.4 | 7141 | 122.7 | 58.2 | 3.8 | 0.98 | 5000 | 84 |  |  | 4 | NO | NO | NO | [8 empty] | 2019-02-01 | NO | NO | NO | [6 empty] | AC | [7 empty] | NO
PL62115XFTS0 | Mobern Lighting Co | Mobern Lighting | 44RSR96LED116DMV30 | Indoor Luminaires | Linear Ambient | Direct Linear Ambient Luminaires |  | standard | NO | [10 empty] | 2019-02-01 | Dimmable | Continuous Below 10 | YES |  | VVVXUW | [25 empty] | 4.4 | 13434 | 115.41 | 116.4 | 3.8 | 0.98 | 3000 | 84 |  |  | 8 | NO | NO | NO | [8 empty] | 2019-02-01 | NO | NO | NO | [6 empty] | AC | [7 empty] | NO
PLZPV1QE1F52 | Mobern Lighting Co | Mobern Lighting | 44RSR96LED116DMV35 | Indoor Luminaires | Linear Ambient | Direct Linear Ambient Luminaires |  | standard | NO | [10 empty] | 2019-02-01 | Dimmable | Continuous Below 10 | YES |  | VVVXUW | [25 empty] | 4.4 | 13516 | 116.12 | 116.4 | 3.8 | 0.98 | 3500 | 84 |  |  | 8 | NO | NO | NO | [8 empty] | 2019-02-01 | NO | NO | NO | [6 empty] | AC | [7 empty] | NO
PLBUYGE377PA | Mobern Lighting Co | Mobern Lighting | 44RSR96LED116DMV40 | Indoor Luminaires | Linear Ambient | Direct Linear Ambient Luminaires |  | standard | NO | [10 empty] | 2019-02-01 | Dimmable | Continuous Below 10 | YES |  | VVVXUW | [25 empty] | 4.4 | 14026 | 120.5 | 116.4 | 3.8 | 0.98 | 4000 | 84 |  |  | 8 | NO | NO | NO | [8 empty] | 2019-02-01 | NO | NO | NO | [6 empty] | AC | [7 empty] | NO
PLMCKHPNT9DP | Mobern Lighting Co | Mobern Lighting | 44RSR96LED116DMV50 | Indoor Luminaires | Linear Ambient | Direct Linear Ambient Luminaires |  | standard | NO | [10 empty] | 2019-02-01 | Dimmable | Continuous Below 10 | YES |  | VVVXUW | [25 empty] | 4.4 | 14282 | 122.7 | 116.4 | 3.8 | 0.98 | 5000 | 84 |  |  | 8 | NO | NO | NO | [8 empty] | 2019-02-01 | NO | NO | NO | [6 empty] | AC | [7 empty] | NO
PLJD0G42RD6C | Mobern Lighting Co | Mobern Lighting | 44RSR96LED60DMV30 | Indoor Luminaires | Linear Ambient | Direct Linear Ambient Luminaires |  | standard | NO | [10 empty] | 2019-02-01 | Dimmable | Continuous Below 10 | YES |  | VVVXUW | [25 empty] | 4.4 | 7058 | 119.22 | 59.2 | 12 | 0.93 | 3000 | 84 |  |  | 8 | NO | NO | NO | [8 empty] | 2019-02-01 | NO | NO | NO | [6 empty] | AC | [7 empty] | NO
PLCXP2F9F13H | Mobern Lighting Co | Mobern Lighting | 44RSR96LED60DMV35 | Indoor Luminaires | Linear Ambient | Direct Linear Ambient Luminaires |  | standard | NO | [10 empty] | 2019-02-01 | Dimmable | Continuous Below 10 | YES |  | VVVXUW | [25 empty] | 4.4 | 7374 | 124.56 | 59.2 | 12 | 0.93 | 3500 | 84 |  |  | 8 | NO | NO | NO | [8 empty] | 2019-02-01 | NO | NO | NO | [6 empty] | AC | [7 empty] | NO
PLE9U5XR8NLK | Mobern Lighting Co | Mobern Lighting | 44RSR96LED60DMV40 | Indoor Luminaires | Linear Ambient | Direct Linear Ambient Luminaires |  | standard | NO | [10 empty] | 2019-02-01 | Dimmable | Continuous Below 10 | YES |  | VVVXUW | [25 empty] | 4.4 | 7654 | 129.29 | 59.2 | 12 | 0.93 | 4000 | 84 |  |  | 8 | NO | NO | NO | [8 empty] | 2019-02-01 | NO | NO | NO | [6 empty] | AC | [7 empty] | NO
PL30MNZG4ZFK | Mobern Lighting Co | Mobern Lighting | 44RSR96LED60DMV50 | Indoor Luminaires | Linear Ambient | Direct Linear Ambient Luminaires |  | standard | NO | [10 empty] | 2019-02-01 | Dimmable | Continuous Below 10 | YES |  | VVVXUW | [25 empty] | 4.4 | 7792 | 131.62 | 59.2 | 12 | 0.93 | 5000 | 84 |  |  | 8 | NO | NO | NO | [8 empty] | 2019-02-01 | NO | NO | NO | [6 empty] | AC | [7 empty] | NO
PL9JLJS7Y397 | Mobern Lighting Co | Mobern Lighting | 44RSR96LED82DMV30 | Indoor Luminaires | Linear Ambient | Direct Linear Ambient Luminaires |  | standard | NO | [10 empty] | 2019-02-01 | Dimmable | Continuous Below 10 | YES |  | VVVXUW | [25 empty] | 4.4 | 9836 | 119.66 | 82.2 | 12 | 0.93 | 3000 | 84 |  |  | 8 | NO | NO | NO | [8 empty] | 2019-02-01 | NO | NO | NO | [6 empty] | AC | [7 empty] | NO
PLMILDLSFBNK | Mobern Lighting Co | Mobern Lighting | 44RSR96LED82DMV35 | Indoor Luminaires | Linear Ambient | Direct Linear Ambient Luminaires |  | standard | NO | [10 empty] | 2019-02-01 | Dimmable | Continuous Below 10 | YES |  | VVVXUW | [25 empty] | 4.4 | 9836 | 119.66 | 82.2 | 12 | 0.93 | 3500 | 84 |  |  | 8 | NO | NO | NO | [8 empty] | 2019-02-01 | NO | NO | NO | [6 empty] | AC | [7 empty] | NO
PLC2E017851B | Mobern Lighting Co | Mobern Lighting | 44RSR96LED82DMV40 | Indoor Luminaires | Linear Ambient | Direct Linear Ambient Luminaires |  | standard | NO | [10 empty] | 2019-02-01 | Dimmable | Continuous Below 10 | YES |  | VVVXUW | [25 empty] | 4.4 | 10206 | 124.16 | 82.2 | 12 | 0.93 | 4000 | 84 |  |  | 8 | NO | NO | NO | [8 empty] | 2019-02-01 | NO | NO | NO | [6 empty] | AC | [7 empty] | NO
PLZI8KSCJKLM | Mobern Lighting Co | Mobern Lighting | 44RSR96LED82DMV50 | Indoor Luminaires | Linear Ambient | Direct Linear Ambient Luminaires |  | standard | NO | [10 empty] | 2019-02-01 | Dimmable | Continuous Below 10 | YES |  | VVVXUW | [25 empty] | 4.4 | 10392 | 126.42 | 82.2 | 12 | 0.93 | 5000 | 84 |  |  | 8 | NO | NO | NO | [8 empty] | 2019-02-01 | NO | NO | NO | [6 empty] | AC | [7 empty] | NO
PZIF7S6O | Mobern Lighting Co | Mobern Lighting | 769-24PLED22DMV30 | Indoor Luminaires | Linear Ambient | Direct Linear Ambient Luminaires |  | standard | YES |  | 2444 | 113.1 | 21.6 | 9.2 | 0.907 | 3093 | 82 | 5 | 50000 | 2017-08-04 | Dimmable | Continuous Below 10 | YES |  | FFFILF | [15 empty] | 83.4 | [9 empty] | 4.4 | 2462 | 113.8 | 21.63 | 10 | 0.99 | 3000 | 82 |  |  | 2 | NO | NO | NO | [8 empty] | 2018-11-02 | NO | NO | NO | [6 empty] | AC | [7 empty] | NO
PRWBJUG9 | Mobern Lighting Co | Mobern Lighting | 769-24PLED22DMV35 | Indoor Luminaires | Linear Ambient | Direct Linear Ambient Luminaires |  | standard | NO | [10 empty] | 2017-08-04 | Dimmable | Continuous Below 10 | YES |  | FFFILF | [25 empty] | 4.4 | 2546.18 | 115.74 | 22 | 10 | 0.99 | 3500 | 82 |  |  | 2 | NO | NO | NO | [8 empty] | 2018-11-02 | NO | NO | NO | [6 empty] | AC | [7 empty] | NO
P7OO65VG | Mobern Lighting Co | Mobern Lighting | 769-24PLED22DMV40 | Indoor Luminaires | Linear Ambient | Direct Linear Ambient Luminaires |  | standard | NO | [10 empty] | 2017-08-04 | Dimmable | Continuous Below 10 | YES |  | FFFILF | [25 empty] | 4.4 | 2653 | 120.59 | 22 | 10 | 0.99 | 4000 | 82 |  |  | 2 | NO | NO | NO | [8 empty] | 2018-11-02 | NO | NO | NO | [6 empty] | AC | [7 empty] | NO
PWLQXSVO | Mobern Lighting Co | Mobern Lighting | 769-24PLED22DMV50 | Indoor Luminaires | Linear Ambient | Direct Linear Ambient Luminaires |  | standard | NO | [10 empty] | 2017-08-04 | Dimmable | Continuous Below 10 | YES |  | FFFILF | [25 empty] | 4.4 | 2653 | 120.59 | 22 | 10 | 0.99 | 5000 | 83 |  |  | 2 | NO | NO | NO | [8 empty] | 2018-11-02 | NO | NO | NO | [6 empty] | AC | [7 empty] | NO
P1RP7SK5 | Mobern Lighting Co | Mobern Lighting | 769-48PLED37DMV30 | Indoor Luminaires | Linear Ambient | Direct Linear Ambient Luminaires |  | standard | YES |  | 4139 | 114 | 36.3 | 9.3 | 0.936 | 3098 | 83 | 5 | 50000 | 2017-08-04 | Dimmable | Continuous Below 10 | YES |  | FFFILF | [15 empty] | 77.9 | [9 empty] | 4.4 | 4227 | 116.4 | 36.33 | 8.4 | 1 | 3000 | 83 |  |  | 4 | NO | NO | NO | [8 empty] | 2018-11-02 | NO | NO | NO | [6 empty] | AC | [7 empty] | NO
PED87LZZ | Mobern Lighting Co | Mobern Lighting | 769-48PLED37DMV35 | Indoor Luminaires | Linear Ambient | Direct Linear Ambient Luminaires |  | standard | NO | [10 empty] | 2017-08-04 | Dimmable | Continuous Below 10 | YES |  | FFFILF | [25 empty] | 4.4 | 4371.53 | 118.15 | 37 | 8.4 | 1 | 3500 | 83 |  |  | 4 | NO | NO | NO | [8 empty] | 2018-11-02 | NO | NO | NO | [6 empty] | AC | [7 empty] | NO
PNTTR6UY | Mobern Lighting Co | Mobern Lighting | 769-48PLED37DMV40 | Indoor Luminaires | Linear Ambient | Direct Linear Ambient Luminaires |  | standard | NO | [10 empty] | 2017-08-04 | Dimmable | Continuous Below 10 | YES |  | FFFILF | [25 empty] | 4.4 | 4521.24 | 122.2 | 37 | 8.4 | 1 | 4000 | 83 |  |  | 4 | NO | NO | NO | [8 empty] | 2018-11-02 | NO | NO | NO | [6 empty] | AC | [7 empty] | NO
PEQT1CAY | Mobern Lighting Co | Mobern Lighting | 769-48PLED37DMV50 | Indoor Luminaires | Linear Ambient | Direct Linear Ambient Luminaires |  | standard | NO | [10 empty] | 2017-08-04 | Dimmable | Continuous Below 10 | YES |  | FFFILF | [25 empty] | 4.4 | 4521.24 | 122.2 | 37 | 8.4 | 1 | 5000 | 83 |  |  | 4 | NO | NO | NO | [8 empty] | 2018-11-02 | NO | NO | NO | [6 empty] | AC | [7 empty] | NO
P9V5KCAG | Mobern Lighting Co | Mobern Lighting | 770-24LED12DMV30 | Indoor Luminaires | Linear Ambient | Direct Linear Ambient Luminaires |  | standard | YES |  | 1587.1 | 127 | 12.496 | 13.1 | 0.976 | 3105 | 84 | 5 | 50000 | 2017-01-10 | Dimmable | Continuous Below 10 | YES |  | FFFHNS | [15 empty] | 79.3 | [9 empty] | 4.4 | 1587.1 | 126.97 | 12.5 | 13.1 | 0.98 | 3000 | 84 |  |  | 2 | NO | NO | NO | 2018-05-02 | 4.3 |  | standard |  |  |  |  | 2018-11-02 | NO | NO | NO | [6 empty] | AC | [7 empty] | NO
P4JB62AB | Mobern Lighting Co | Mobern Lighting | 770-24LED12DMV35 | Indoor Luminaires | Linear Ambient | Direct Linear Ambient Luminaires |  | standard | NO | [10 empty] | 2017-01-10 | Dimmable | Continuous Below 10 | YES |  | FFFHNS | [25 empty] | 4.4 | 1615 | 129.2 | 12.5 | 13.1 | 0.98 | 3500 | 84 |  |  | 2 | NO | NO | NO | 2018-05-02 | 4.3 |  | standard |  |  |  |  | 2018-11-02 | NO | NO | NO | [6 empty] | AC | [7 empty] | NO
PTDUE2KY | Mobern Lighting Co | Mobern Lighting | 770-24LED12DMV40 | Indoor Luminaires | Linear Ambient | Direct Linear Ambient Luminaires |  | standard | NO | [10 empty] | 2017-01-10 | Dimmable | Continuous Below 10 | YES |  | FFFHNS | [25 empty] | 4.4 | 1665 | 133.2 | 12.5 | 13.1 | 0.98 | 4000 | 84 |  |  | 2 | NO | NO | NO | 2018-05-02 | 4.3 |  | standard |  |  |  |  | 2018-11-02 | NO | NO | NO | [6 empty] | AC | [7 empty] | NO
PXV4DHYV | Mobern Lighting Co | Mobern Lighting | 770-24LED12DMV50 | Indoor Luminaires | Linear Ambient | Direct Linear Ambient Luminaires |  | standard | NO | [10 empty] | 2017-01-10 | Dimmable | Continuous Below 10 | YES |  | FFFHNS | [25 empty] | 4.4 | 1715 | 137.2 | 12.5 | 13.1 | 0.98 | 5000 | 83 |  |  | 2 | NO | NO | NO | 2018-05-02 | 4.3 |  | standard |  |  |  |  | 2018-11-02 | NO | NO | NO | [6 empty] | AC | [7 empty] | NO
PQP78RQU | Mobern Lighting Co | Mobern Lighting | 770-24LED18DMV30 | Indoor Luminaires | Linear Ambient | Direct Linear Ambient Luminaires |  | standard | NO | [10 empty] | 2017-01-10 | Dimmable | Continuous Below 10 | YES |  | FFFHNS | [25 empty] | 4.4 | 2305 | 128.06 | 18 | 13.1 | 0.98 | 3000 | 84 |  |  | 2 | NO | NO | NO | 2018-05-02 | 4.3 |  | standard |  |  |  |  | 2018-11-02 | NO | NO | NO | [6 empty] | AC | [7 empty] | NO
P77A3YA9 | Mobern Lighting Co | Mobern Lighting | 770-24LED18DMV35 | Indoor Luminaires | Linear Ambient | Direct Linear Ambient Luminaires |  | standard | NO | [10 empty] | 2017-01-10 | Dimmable | Continuous Below 10 | YES |  | FFFHNS | [25 empty] | 4.4 | 2345 | 130.28 | 18 | 13.1 | 0.98 | 3500 | 84 |  |  | 2 | NO | NO | NO | 2018-05-02 | 4.3 |  | standard |  |  |  |  | 2018-11-02 | NO | NO | NO | [6 empty] | AC | [7 empty] | NO
PF5MM4MR | Mobern Lighting Co | Mobern Lighting | 770-24LED18DMV40 | Indoor Luminaires | Linear Ambient | Direct Linear Ambient Luminaires |  | standard | NO | [10 empty] | 2017-01-10 | Dimmable | Continuous Below 10 | YES |  | FFFHNS | [25 empty] | 4.4 | 2420 | 134.44 | 18 | 13.1 | 0.98 | 4000 | 84 |  |  | 2 | NO | NO | NO | 2018-05-02 | 4.3 |  | standard |  |  |  |  | 2018-11-02 | NO | NO | NO | [6 empty] | AC | [7 empty] | NO
PQX3TVAN | Mobern Lighting Co | Mobern Lighting | 770-24LED18DMV50 | Indoor Luminaires | Linear Ambient | Direct Linear Ambient Luminaires |  | standard | NO | [10 empty] | 2017-01-10 | Dimmable | Continuous Below 10 | YES |  | FFFHNS | [25 empty] | 4.4 | 2495 | 138.61 | 18 | 13.1 | 0.98 | 5000 | 83 |  |  | 2 | NO | NO | NO | 2018-05-02 | 4.3 |  | standard |  |  |  |  | 2018-11-02 | NO | NO | NO | [6 empty] | AC | [7 empty] | NO
PABF4NXP | Mobern Lighting Co | Mobern Lighting | 770-24LED24DMV30 | Indoor Luminaires | Linear Ambient | Direct Linear Ambient Luminaires |  | standard | NO | [10 empty] | 2017-01-10 | Dimmable | Continuous Below 10 | YES |  | FFFHNS | [25 empty] | 4.4 | 2985 | 124.38 | 24 | 11.1 | 0.91 | 3000 | 84 |  |  | 2 | NO | NO | NO | 2018-05-02 | 4.3 |  | standard |  |  |  |  | 2018-11-02 | NO | NO | NO | [6 empty] | AC | [7 empty] | NO
P6E8KVTV | Mobern Lighting Co | Mobern Lighting | 770-24LED24DMV35 | Indoor Luminaires | Linear Ambient | Direct Linear Ambient Luminaires |  | standard | NO | [10 empty] | 2017-01-10 | Dimmable | Continuous Below 10 | YES |  | FFFHNS | [25 empty] | 4.4 | 3035 | 126.46 | 24 | 11.1 | 0.91 | 3500 | 84 |  |  | 2 | NO | NO | NO | 2018-05-02 | 4.3 |  | standard |  |  |  |  | 2018-11-02 | NO | NO | NO | [6 empty] | AC | [7 empty] | NO
PGUNDKZR | Mobern Lighting Co | Mobern Lighting | 770-24LED24DMV40 | Indoor Luminaires | Linear Ambient | Direct Linear Ambient Luminaires |  | standard | NO | [10 empty] | 2017-01-10 | Dimmable | Continuous Below 10 | YES |  | FFFHNS | [25 empty] | 4.4 | 3135 | 130.63 | 24 | 11.1 | 0.91 | 4000 | 84 |  |  | 2 | NO | NO | NO | 2018-05-02 | 4.3 |  | standard |  |  |  |  | 2018-11-02 | NO | NO | NO | [6 empty] | AC | [7 empty] | NO
PZS2QND9 | Mobern Lighting Co | Mobern Lighting | 770-24LED24DMV50 | Indoor Luminaires | Linear Ambient | Direct Linear Ambient Luminaires |  | standard | NO | [10 empty] | 2017-01-10 | Dimmable | Continuous Below 10 | YES |  | FFFHNS | [25 empty] | 4.4 | 3230 | 134.58 | 24 | 11.1 | 0.91 | 5000 | 83 |  |  | 2 | NO | NO | NO | 2018-05-02 | 4.3 |  | standard |  |  |  |  | 2018-11-02 | NO | NO | NO | [6 empty] | AC | [7 empty] | NO
P2DQ6PF7 | Mobern Lighting Co | Mobern Lighting | 770-24LED28DMV30 | Indoor Luminaires | Linear Ambient | Direct Linear Ambient Luminaires |  | standard | NO | [10 empty] | 2017-01-10 | Dimmable | Continuous Below 10 | YES |  | FFFHNS | [25 empty] | 4.4 | 3300 | 117.86 | 28 | 11.1 | 0.96 | 3000 | 84 |  |  | 2 | NO | NO | NO | 2018-05-02 | 4.3 |  | standard |  |  |  |  | 2018-11-02 | NO | NO | NO | [6 empty] | AC | [7 empty] | NO
P648MPVK | Mobern Lighting Co | Mobern Lighting | 770-24LED28DMV35 | Indoor Luminaires | Linear Ambient | Direct Linear Ambient Luminaires |  | standard | NO | [10 empty] | 2017-01-10 | Dimmable | Continuous Below 10 | YES |  | FFFHNS | [25 empty] | 4.4 | 3355 | 119.82 | 28 | 11.1 | 0.96 | 3500 | 84 |  |  | 2 | NO | NO | NO | 2018-05-02 | 4.3 |  | standard |  |  |  |  | 2018-11-02 | NO | NO | NO | [6 empty] | AC | [7 empty] | NO
PZPBH45H | Mobern Lighting Co | Mobern Lighting | 770-24LED28DMV40 | Indoor Luminaires | Linear Ambient | Direct Linear Ambient Luminaires |  | standard | NO | [10 empty] | 2017-01-10 | Dimmable | Continuous Below 10 | YES |  | FFFHNS | [25 empty] | 4.4 | 3465 | 123.75 | 28 | 11.1 | 0.96 | 4000 | 84 |  |  | 2 | NO | NO | NO | 2018-05-02 | 4.3 |  | standard |  |  |  |  | 2018-11-02 | NO | NO | NO | [6 empty] | AC | [7 empty] | NO
PCRQKM6M | Mobern Lighting Co | Mobern Lighting | 770-24LED28DMV50 | Indoor Luminaires | Linear Ambient | Direct Linear Ambient Luminaires |  | standard | NO | [10 empty] | 2017-01-10 | Dimmable | Continuous Below 10 | YES |  | FFFHNS | [25 empty] | 4.4 | 3570 | 127.5 | 28 | 11.1 | 0.96 | 5000 | 83 |  |  | 2 | NO | NO | NO | 2018-05-02 | 4.3 |  | standard |  |  |  |  | 2018-11-02 | NO | NO | NO | [6 empty] | AC | [7 empty] | NO
PUQQ9UQE | Mobern Lighting Co | Mobern Lighting | 770-24LED30DMV30 | Indoor Luminaires | Linear Ambient | Direct Linear Ambient Luminaires |  | standard | NO | [10 empty] | 2017-01-10 | Dimmable | Continuous Below 10 | YES |  | FFFHNS | [25 empty] | 4.4 | 3569 | 113.3 | 31.5 | 7.84 | 1 | 3000 | 84 |  |  | 2 | NO | NO | NO | 2018-05-02 | 4.3 |  | standard |  |  |  |  | 2018-11-02 | NO | NO | NO | [6 empty] | AC | [7 empty] | NO
PBTQGMYM | Mobern Lighting Co | Mobern Lighting | 770-24LED30DMV35 | Indoor Luminaires | Linear Ambient | Direct Linear Ambient Luminaires |  | standard | NO | [10 empty] | 2017-01-10 | Dimmable | Continuous Below 10 | YES |  | FFFHNS | [25 empty] | 4.4 | 3600 | 114.29 | 31.5 | 7.84 | 1 | 3500 | 84 |  |  | 2 | NO | NO | NO | 2018-05-02 | 4.3 |  | standard |  |  |  |  | 2018-11-02 | NO | NO | NO | [6 empty] | AC | [7 empty] | NO
PZP37DF9 | Mobern Lighting Co | Mobern Lighting | 770-24LED30DMV40 | Indoor Luminaires | Linear Ambient | Direct Linear Ambient Luminaires |  | standard | NO | [10 empty] | 2017-01-10 | Dimmable | Continuous Below 10 | YES |  | FFFHNS | [25 empty] | 4.4 | 3630 | 115.24 | 31.5 | 7.84 | 1 | 4000 | 84 |  |  | 2 | NO | NO | NO | 2018-05-02 | 4.3 |  | standard |  |  |  |  | 2018-11-02 | NO | NO | NO | [6 empty] | AC | [7 empty] | NO
PC1GTH2Y | Mobern Lighting Co | Mobern Lighting | 770-24LED30DMV50 | Indoor Luminaires | Linear Ambient | Direct Linear Ambient Luminaires |  | standard | NO | [10 empty] | 2017-01-10 | Dimmable | Continuous Below 10 | YES |  | FFFHNS | [25 empty] | 4.4 | 3742 | 118.79 | 31.5 | 7.84 | 1 | 5000 | 83 |  |  | 2 | NO | NO | NO | 2018-05-02 | 4.3 |  | standard |  |  |  |  | 2018-11-02 | NO | NO | NO | [6 empty] | AC | [7 empty] | NO
PX39E8YA | Mobern Lighting Co | Mobern Lighting | 770-24PLED22DMV30 | Indoor Luminaires | Linear Ambient | Direct Linear Ambient Luminaires |  | standard | NO | [10 empty] | 2017-08-04 | Dimmable | Continuous Below 10 | YES |  | FFFILF | [25 empty] | 4.4 | 2462 | 113.8 | 21.63 | 10 | 0.99 | 3000 | 82 |  |  | 2 | NO | NO | NO | [8 empty] | 2018-11-02 | NO | NO | NO | [6 empty] | AC | [7 empty] | NO
PDW2TVT4 | Mobern Lighting Co | Mobern Lighting | 770-24PLED22DMV35 | Indoor Luminaires | Linear Ambient | Direct Linear Ambient Luminaires |  | standard | NO | [10 empty] | 2017-08-04 | Dimmable | Continuous Below 10 | YES |  | FFFILF | [25 empty] | 4.4 | 2546.18 | 115.74 | 22 | 10 | 0.99 | 3500 | 82 |  |  | 2 | NO | NO | NO | [8 empty] | 2018-11-02 | NO | NO | NO | [6 empty] | AC | [7 empty] | NO
PL8318TM | Mobern Lighting Co | Mobern Lighting | 770-24PLED22DMV40 | Indoor Luminaires | Linear Ambient | Direct Linear Ambient Luminaires |  | standard | NO | [10 empty] | 2017-08-04 | Dimmable | Continuous Below 10 | YES |  | FFFILF | [25 empty] | 4.4 | 2653 | 120.59 | 22 | 10 | 0.99 | 4000 | 82 |  |  | 2 | NO | NO | NO | [8 empty] | 2018-11-02 | NO | NO | NO | [6 empty] | AC | [7 empty] | NO
P0RBBOVT | Mobern Lighting Co | Mobern Lighting | 770-24PLED22DMV50 | Indoor Luminaires | Linear Ambient | Direct Linear Ambient Luminaires |  | standard | NO | [10 empty] | 2017-08-04 | Dimmable | Continuous Below 10 | YES |  | FFFILF | [25 empty] | 4.4 | 2653 | 120.59 | 22 | 10 | 0.99 | 5000 | 83 |  |  | 2 | NO | NO | NO | [8 empty] | 2018-11-02 | NO | NO | NO | [6 empty] | AC | [7 empty] | NO
PBXW7HJ2 | Mobern Lighting Co | Mobern Lighting Company | 77048LED23DMV30 | Indoor Luminaires | Troffer | 1x4 Luminaires for Ambient Lighting of Interior Commercial Spaces |  | standard | YES |  | 2646 | 115 | 23 | 6.29 | 0.934 | 3110 | 85 | 5 | 50000 | 2015-06-18 | Dimmable | Continuous Below 10 | NotYetVerified |  | KKKXRD | [15 empty] | 79.8 |  | 1.28 | 1.3 | [6 empty] | 4.4 | 2646 | 115 | 23 | 20 | 0.9 | 3000 | 85 |  |  |  | NO | NO | NO | 2018-05-02 | 4.3 |  | standard |  |  |  |  | 2018-11-02 | NO | NO | NO | [6 empty] | AC | [7 empty] | NO
PK69QAYM | Mobern Lighting Co | Mobern Lighting Company | 77048LED23DMV35 | Indoor Luminaires | Troffer | 1x4 Luminaires for Ambient Lighting of Interior Commercial Spaces |  | standard | NO | [10 empty] | 2015-06-18 | Dimmable | Continuous Below 10 | NotYetVerified |  | KKKXRD | [25 empty] | 4.4 | 2646 | 115 | 23 | 20 | 0.9 | 3500 | 85 |  |  |  | NO | NO | NO | 2018-05-02 | 4.3 |  | standard |  |  |  |  | 2018-11-02 | NO | NO | NO | [6 empty] | AC | [7 empty] | NO
P1PE7Q8Y | Mobern Lighting Co | Mobern Lighting Company | 77048LED23DMV40 | Indoor Luminaires | Troffer | 1x4 Luminaires for Ambient Lighting of Interior Commercial Spaces |  | standard | NO | [10 empty] | 2015-06-18 | Dimmable | Continuous Below 10 | NotYetVerified |  | KKKXRD | [25 empty] | 4.4 | 2646 | 115 | 23 | 20 | 0.9 | 4000 | 85 |  |  |  | NO | NO | NO | 2018-05-02 | 4.3 |  | standard |  |  |  |  | 2018-11-02 | NO | NO | NO | [6 empty] | AC | [7 empty] | NO
PNAGUK8F | Mobern Lighting Co | Mobern Lighting Company | 77048LED23DMV50 | Indoor Luminaires | Troffer | 1x4 Luminaires for Ambient Lighting of Interior Commercial Spaces |  | standard | NO | [10 empty] | 2015-06-18 | Dimmable | Continuous Below 10 | NotYetVerified |  | KKKXRD | [25 empty] | 4.4 | 2646 | 115 | 23 | 20 | 0.9 | 5000 | 85 |  |  |  | NO | NO | NO | 2018-05-02 | 4.3 |  | standard |  |  |  |  | 2018-11-02 | NO | NO | NO | [6 empty] | AC | [7 empty] | NO
PYGAWFRB | Mobern Lighting Co | Mobern Lighting Company | 77048LED35DMV30 | Indoor Luminaires | Troffer | 1x4 Luminaires for Ambient Lighting of Interior Commercial Spaces |  | standard | NO | [10 empty] | 2015-06-18 | Dimmable | Continuous Below 10 | NotYetVerified |  | KKKXRD | [25 empty] | 4.4 | 3818 | 109 | 35 | 20 | 0.9 | 3000 | 85 |  |  |  | NO | NO | NO | 2018-05-02 | 4.3 |  | standard |  |  |  |  | 2018-11-02 | NO | NO | NO | [6 empty] | AC | [7 empty] | NO
P571JANG | Mobern Lighting Co | Mobern Lighting Company | 77048LED35DMV35 | Indoor Luminaires | Troffer | 1x4 Luminaires for Ambient Lighting of Interior Commercial Spaces |  | standard | NO | [10 empty] | 2015-06-18 | Dimmable | Continuous Below 10 | NotYetVerified |  | KKKXRD | [25 empty] | 4.4 | 3818 | 109 | 35 | 20 | 0.9 | 3500 | 85 |  |  |  | NO | NO | NO | 2018-05-02 | 4.3 |  | standard |  |  |  |  | 2018-11-02 | NO | NO | NO | [6 empty] | AC | [7 empty] | NO
PSC31TC7 | Mobern Lighting Co | Mobern Lighting Company | 77048LED35DMV40 | Indoor Luminaires | Troffer | 1x4 Luminaires for Ambient Lighting of Interior Commercial Spaces |  | standard | NO | [10 empty] | 2015-06-18 | Dimmable | Continuous Below 10 | NotYetVerified |  | KKKXRD | [25 empty] | 4.4 | 3818 | 109 | 35 | 20 | 0.9 | 4000 | 85 |  |  |  | NO | NO | NO | 2018-05-02 | 4.3 |  | standard |  |  |  |  | 2018-11-02 | NO | NO | NO | [6 empty] | AC | [7 empty] | NO
P3C5FXZY | Mobern Lighting Co | Mobern Lighting Company | 77048LED35DMV50 | Indoor Luminaires | Troffer | 1x4 Luminaires for Ambient Lighting of Interior Commercial Spaces |  | standard | NO | [10 empty] | 2015-06-18 | Dimmable | Continuous Below 10 | NotYetVerified |  | KKKXRD | [25 empty] | 4.4 | 3818 | 109 | 35 | 20 | 0.9 | 5000 | 85 |  |  |  | NO | NO | NO | 2018-05-02 | 4.3 |  | standard |  |  |  |  | 2018-11-02 | NO | NO | NO | [6 empty] | AC | [7 empty] | NO
PWQP7KWX | Mobern Lighting Co | Mobern Lighting Company | 77048LED48DMV30 | Indoor Luminaires | Troffer | 1x4 Luminaires for Ambient Lighting of Interior Commercial Spaces |  | standard | NO | [10 empty] | 2015-06-18 | Dimmable | Continuous Below 10 | NotYetVerified |  | KKKXRD | [25 empty] | 4.4 | 5107 | 106 | 48 | 20 | 0.9 | 3000 | 85 |  |  |  | NO | NO | NO | 2018-05-02 | 4.3 |  | standard |  |  |  |  | 2018-11-02 | NO | NO | NO | [6 empty] | AC | [7 empty] | NO
PZ944HK6 | Mobern Lighting Co | Mobern Lighting Company | 77048LED48DMV35 | Indoor Luminaires | Troffer | 1x4 Luminaires for Ambient Lighting of Interior Commercial Spaces |  | standard | NO | [10 empty] | 2015-06-18 | Dimmable | Continuous Below 10 | NotYetVerified |  | KKKXRD | [25 empty] | 4.4 | 5107 | 106 | 48 | 20 | 0.9 | 3500 | 85 |  |  |  | NO | NO | NO | 2018-05-02 | 4.3 |  | standard |  |  |  |  | 2018-11-02 | NO | NO | NO | [6 empty] | AC | [7 empty] | NO
PRPYQVR5 | Mobern Lighting Co | Mobern Lighting Company | 77048LED48DMV40 | Indoor Luminaires | Troffer | 1x4 Luminaires for Ambient Lighting of Interior Commercial Spaces |  | standard | NO | [10 empty] | 2015-06-18 | Dimmable | Continuous Below 10 | NotYetVerified |  | KKKXRD | [25 empty] | 4.4 | 5107 | 106 | 48 | 20 | 0.9 | 4000 | 85 |  |  |  | NO | NO | NO | 2018-05-02 | 4.3 |  | standard |  |  |  |  | 2018-11-02 | NO | NO | NO | [6 empty] | AC | [7 empty] | NO
P8Q435J5 | Mobern Lighting Co | Mobern Lighting Company | 77048LED48DMV50 | Indoor Luminaires | Troffer | 1x4 Luminaires for Ambient Lighting of Interior Commercial Spaces |  | standard | NO | [10 empty] | 2015-06-18 | Dimmable | Continuous Below 10 | NotYetVerified |  | KKKXRD | [25 empty] | 4.4 | 5107 | 106 | 48 | 20 | 0.9 | 5000 | 85 |  |  |  | NO | NO | NO | 2018-05-02 | 4.3 |  | standard |  |  |  |  | 2018-11-02 | NO | NO | NO | [6 empty] | AC | [7 empty] | NO
PDFQU2NH | Mobern Lighting Co | Mobern Lighting Company | 77048LED56DMV30 | Indoor Luminaires | Troffer | 1x4 Luminaires for Ambient Lighting of Interior Commercial Spaces |  | standard | YES |  | 6019 | 104 | 56 | 6.29 | 0.934 | 3110 | 85 | 5 | 50000 | 2015-06-18 | Dimmable | Continuous Below 10 | NotYetVerified |  | KKKXRD | [15 empty] | 79.8 |  | 1.28 | 1.3 | [6 empty] | 4.4 | 6019 | 104 | 56 | 20 | 0.9 | 3000 | 85 |  |  |  | NO | NO | NO | 2018-05-02 | 4.3 |  | standard |  |  |  |  | 2018-11-02 | NO | NO | NO | [6 empty] | AC | [7 empty] | NO
PTMN12V3 | Mobern Lighting Co | Mobern Lighting Company | 77048LED56DMV35 | Indoor Luminaires | Troffer | 1x4 Luminaires for Ambient Lighting of Interior Commercial Spaces |  | standard | NO | [10 empty] | 2015-06-18 | Dimmable | Continuous Below 10 | NotYetVerified |  | KKKXRD | [25 empty] | 4.4 | 6019 | 104 | 56 | 20 | 0.9 | 3500 | 85 |  |  |  | NO | NO | NO | 2018-05-02 | 4.3 |  | standard |  |  |  |  | 2018-11-02 | NO | NO | NO | [6 empty] | AC | [7 empty] | NO
PD97K3AN | Mobern Lighting Co | Mobern Lighting Company | 77048LED56DMV40 | Indoor Luminaires | Troffer | 1x4 Luminaires for Ambient Lighting of Interior Commercial Spaces |  | standard | NO | [10 empty] | 2015-06-18 | Dimmable | Continuous Below 10 | NotYetVerified |  | KKKXRD | [25 empty] | 4.4 | 6019 | 104 | 56 | 20 | 0.9 | 4000 | 85 |  |  |  | NO | NO | NO | 2018-05-02 | 4.3 |  | standard |  |  |  |  | 2018-11-02 | NO | NO | NO | [6 empty] | AC | [7 empty] | NO
PYG2BH3Y | Mobern Lighting Co | Mobern Lighting Company | 77048LED56DMV50 | Indoor Luminaires | Troffer | 1x4 Luminaires for Ambient Lighting of Interior Commercial Spaces |  | standard | NO | [10 empty] | 2015-06-18 | Dimmable | Continuous Below 10 | NotYetVerified |  | KKKXRD | [25 empty] | 4.4 | 6019 | 104 | 56 | 20 | 0.9 | 5000 | 85 |  |  |  | NO | NO | NO | 2018-05-02 | 4.3 |  | standard |  |  |  |  | 2018-11-02 | NO | NO | NO | [6 empty] | AC | [7 empty] | NO
PNAOJTN7 | Mobern Lighting Co | Mobern Lighting | 770-48PLED37DMV30 | Indoor Luminaires | Linear Ambient | Direct Linear Ambient Luminaires |  | standard | NO | [10 empty] | 2017-08-04 | Dimmable | Continuous Below 10 | YES |  | FFFILF | [25 empty] | 4.4 | 4227 | 116.4 | 36.33 | 8.4 | 1 | 3000 | 83 |  |  | 4 | NO | NO | NO | [8 empty] | 2018-11-02 | NO | NO | NO | [6 empty] | AC | [7 empty] | NO
PMEYDC0R | Mobern Lighting Co | Mobern Lighting | 770-48PLED37DMV35 | Indoor Luminaires | Linear Ambient | Direct Linear Ambient Luminaires |  | standard | NO | [10 empty] | 2017-08-04 | Dimmable | Continuous Below 10 | YES |  | FFFILF | [25 empty] | 4.4 | 4371.53 | 118.15 | 37 | 8.4 | 1 | 3500 | 83 |  |  | 4 | NO | NO | NO | [8 empty] | 2018-11-02 | NO | NO | NO | [6 empty] | AC | [7 empty] | NO
PTOFXNZN | Mobern Lighting Co | Mobern Lighting | 770-48PLED37DMV40 | Indoor Luminaires | Linear Ambient | Direct Linear Ambient Luminaires |  | standard | NO | [10 empty] | 2017-08-04 | Dimmable | Continuous Below 10 | YES |  | FFFILF | [25 empty] | 4.4 | 4521.24 | 122.2 | 37 | 8.4 | 1 | 4000 | 83 |  |  | 4 | NO | NO | NO | [8 empty] | 2018-11-02 | NO | NO | NO | [6 empty] | AC | [7 empty] | NO
PGJDS0QU | Mobern Lighting Co | Mobern Lighting | 770-48PLED37DMV50 | Indoor Luminaires | Linear Ambient | Direct Linear Ambient Luminaires |  | standard | NO | [10 empty] | 2017-08-04 | Dimmable | Continuous Below 10 | YES |  | FFFILF | [25 empty] | 4.4 | 4521.24 | 122.2 | 37 | 8.4 | 1 | 5000 | 83 |  |  | 4 | NO | NO | NO | [8 empty] | 2018-11-02 | NO | NO | NO | [6 empty] | AC | [7 empty] | NO
PLV044PIKSUC | Mobern Lighting Co | Mobern Lighting | CPYRA12PG-LED45DMV[WH,BK,BZ]40[OS] | Outdoor Luminaires | Low Output | Parking Garage Luminaires |  | Premium | YES |  | 4897.4 | 110.44 | 44.34 | 15.61 | 0.9212 | 4024 | 74.9 | 5 | 50000 | 2019-01-28 | Dimmable | Continuous Below 10 | YES |  | VVVXTO | [6 empty] | 11.7 | 32 | [17 empty] | 4.4 | 4900 | 109 | 45 | 15 | 0.9 | 4000 | 70 |  |  |  | NO | NO | NO | [8 empty] | 2019-01-28 | NO | NO | NO | [6 empty] | AC | [7 empty] | NO
PLCW385SONO3 | Mobern Lighting Co | Mobern Lighting | CPYRA12PG-LED45DMV[WH,BK,BZ]50[OS] | Outdoor Luminaires | Low Output | Parking Garage Luminaires |  | Premium | NO | [10 empty] | 2019-01-28 | Dimmable | Continuous Below 10 | YES |  | VVVXTO | [25 empty] | 4.4 | 5000 | 111 | 45 | 15 | 0.9 | 5000 | 70 |  |  |  | NO | NO | NO | [8 empty] | 2019-01-28 | NO | NO | NO | [6 empty] | AC | [7 empty] | NO
PL0X80AE2NMP | Mobern Lighting Co | Mobern Lighting | CPYRA12PG-LED45MV[WH,BK,BZ]40[OS] | Outdoor Luminaires | Low Output | Parking Garage Luminaires |  | Premium | NO | [10 empty] | 2019-01-28 | Not Dimmable | Not Dimmable | YES |  | VVVXTO | [25 empty] | 4.4 | 4900 | 109 | 45 | 15 | 0.9 | 4000 | 70 |  |  |  | NO | NO | NO | [8 empty] | 2019-01-28 | NO | NO | NO | [6 empty] | AC | [7 empty] | NO
PLAGJXV0TDKC | Mobern Lighting Co | Mobern Lighting | CPYRA12PG-LED45MV[WH,BK,BZ]50[OS] | Outdoor Luminaires | Low Output | Parking Garage Luminaires |  | Premium | NO | [10 empty] | 2019-01-28 | Not Dimmable | Not Dimmable | YES |  | VVVXTO | [25 empty] | 4.4 | 5000 | 111 | 45 | 15 | 0.9 | 5000 | 70 |  |  |  | NO | NO | NO | [8 empty] | 2019-01-28 | NO | NO | NO | [6 empty] | AC | [7 empty] | NO
PL4SCAXOCW00 | Mobern Lighting Co | Mobern Lighting | CPYSA10-LED27DMV[WH,BK,BZ]40[EM,OS] | Outdoor Luminaires | Low Output | Parking Garage Luminaires |  | Premium | YES |  | 3746.9 | 139.81 | 26.8 | 9.67 | 0.9509 | 4028 | 71.9 | 5 |  | 2019-01-28 | Dimmable | Continuous Below 10 | YES |  | VVVXTJ | [6 empty] | 14.3 | 31.3 | [17 empty] | 4.4 | 3750 | 139 | 27 | 15 | 0.9 | 4000 | 70 |  |  |  | NO | NO | NO | [8 empty] | 2019-01-28 | NO | NO | NO | [6 empty] | AC | 120 | 277 | 120 |  |  |  |  | NO
PLPQPU6WFY23 | Mobern Lighting Co | Mobern Lighting | CPYSA10-LED27DMV[WH,BK,BZ]50[EM,OS] | Outdoor Luminaires | Low Output | Parking Garage Luminaires |  | Premium | NO | [10 empty] | 2019-01-28 | Dimmable | Continuous Below 10 | YES |  | VVVXTJ | [25 empty] | 4.4 | 3800 | 141 | 27 | 15 | 0.9 | 5000 | 70 |  |  |  | NO | NO | NO | [8 empty] | 2019-01-28 | NO | NO | NO | [6 empty] | AC | 120 | 277 | [5 empty] | NO
PLFOYT8J4X0B | Mobern Lighting Co | Mobern Lighting | CPYSA10-LED27MV[WH,BK,BZ]40[EM,OS] | Outdoor Luminaires | Low Output | Parking Garage Luminaires |  | Premium | NO | [10 empty] | 2019-01-28 | Not Dimmable | Not Dimmable | YES |  | VVVXTJ | [25 empty] | 4.4 | 3750 | 139 | 27 | 15 | 0.9 | 4000 | 70 |  |  |  | NO | NO | NO | [8 empty] | 2019-01-28 | NO | NO | NO | [6 empty] | AC | 120 | 277 | [5 empty] | NO
PLGAL4PXI5DR | Mobern Lighting Co | Mobern Lighting | CPYSA10-LED27MV[WH,BK,BZ]50[EM,OS] | Outdoor Luminaires | Low Output | Parking Garage Luminaires |  | Premium | NO | [10 empty] | 2019-01-28 | Not Dimmable | Not Dimmable | YES |  | VVVXTJ | [25 empty] | 4.4 | 3800 | 141 | 27 | 15 | 0.9 | 5000 | 70 |  |  |  | NO | NO | NO | [8 empty] | 2019-01-28 | NO | NO | NO | [6 empty] | AC | 120 | 277 | [5 empty] | NO
PL8QKMOX6NE0 | Mobern Lighting Co | Mobern Lighting | CPYSA10-LED40DMV[WH,BK,BZ]40[EM,OS] | Outdoor Luminaires | Mid Output | Parking Garage Luminaires |  | Premium | NO | [10 empty] | 2019-01-28 | Dimmable | Continuous Below 10 | YES |  | VVVXTJ | [25 empty] | 4.4 | 5350 | 134 | 40 | 15 | 0.9 | 4000 | 70 |  |  |  | NO | NO | NO | [8 empty] | 2019-01-28 | NO | NO | NO | [6 empty] | AC | 120 | 277 | [5 empty] | NO
PLC4DXQU4RYR | Mobern Lighting Co | Mobern Lighting | CPYSA10-LED40DMV[WH,BK,BZ]50[EM,OS] | Outdoor Luminaires | Mid Output | Parking Garage Luminaires |  | Premium | NO | [10 empty] | 2019-01-28 | Dimmable | Continuous Below 10 | YES |  | VVVXTJ | [25 empty] | 4.4 | 5450 | 136 | 40 | 15 | 0.9 | 5000 | 70 |  |  |  | NO | NO | NO | [8 empty] | 2019-01-28 | NO | NO | NO | [6 empty] | AC | 120 | 277 | [5 empty] | NO
PLZ9IHACXODN | Mobern Lighting Co | Mobern Lighting | CPYSA10-LED40MV[WH,BK,BZ]40[EM,OS] | Outdoor Luminaires | Mid Output | Parking Garage Luminaires |  | Premium | NO | [10 empty] | 2019-01-28 | Not Dimmable | Not Dimmable | YES |  | VVVXTJ | [25 empty] | 4.4 | 5350 | 134 | 40 | 15 | 0.9 | 4000 | 70 |  |  |  | NO | NO | NO | [8 empty] | 2019-01-28 | NO | NO | NO | [6 empty] | AC | 120 | 277 | [5 empty] | NO
PL9XID0Y3TVT | Mobern Lighting Co | Mobern Lighting | CPYSA10-LED40MV[WH,BK,BZ]50[EM,OS] | Outdoor Luminaires | Mid Output | Parking Garage Luminaires |  | Premium | NO | [10 empty] | 2019-01-28 | Not Dimmable | Not Dimmable | YES |  | VVVXTJ | [25 empty] | 4.4 | 5450 | 136 | 40 | 15 | 0.9 | 5000 | 70 |  |  |  | NO | NO | NO | [8 empty] | 2019-01-28 | NO | NO | NO | [6 empty] | AC | 120 | 277 | [5 empty] | NO
PL0CFYNDSNRY | Mobern Lighting Co | Mobern Lighting | D2D12-LED45MV[BZ,WH,BK,GY]40[PC] | Outdoor Luminaires | Mid Output | Outdoor Pole/Arm-Mounted Area and Roadway Luminaires |  | standard | YES |  | 6388.56 | 141.01 | 45.31 | 16.53 | 0.9098 | 4041 | 71.9 | 5 | 50000 | 2019-01-28 | Not Dimmable | Not Dimmable | YES |  | VVVXTM | 99.4 | 3.3 | [23 empty] | 4.4 | 6350 | 141 | 45 | 15 | 0.9 | 4000 | 70 |  |  |  | NO | NO | NO | [8 empty] | 2019-01-28 | NO | NO | NO | [6 empty] | AC | 120 | 277 | 120 |  |  |  |  | NO
PLJASFYCBZPI | Mobern Lighting Co | Mobern Lighting | D2D12-LED45MV[BZ,WH,BK,GY]50[PC] | Outdoor Luminaires | Mid Output | Outdoor Pole/Arm-Mounted Area and Roadway Luminaires |  | standard | NO | [10 empty] | 2019-01-28 | Not Dimmable | Not Dimmable | YES |  | VVVXTM | [25 empty] | 4.4 | 6400 | 142 | 45 | 15 | 0.9 | 5000 | 70 |  |  |  | NO | NO | NO | [8 empty] | 2019-01-28 | NO | NO | NO | [6 empty] | AC | 120 | 277 | [5 empty] | NO
PL8EVJZHG9E6 | Mobern Lighting Co | Mobern Lighting | D2D12-LED70MV[BZ,WH,BK,GY]40[PC] | Outdoor Luminaires | Mid Output | Outdoor Pole/Arm-Mounted Area and Roadway Luminaires |  | standard | YES |  | 9534.6 | 136.08 | 70.07 | 17.55 | 0.922 | 4041 | 71.9 | 5 | 50000 | 2019-01-28 | Not Dimmable | Not Dimmable | YES |  | VVVXTN | 99.4 | 3.3 | [23 empty] | 4.4 | 9500 | 136 | 70 | 15 | 0.9 | 4000 | 70 |  |  |  | NO | NO | NO | [8 empty] | 2019-01-28 | NO | NO | NO | [6 empty] | AC | 120 | 277 | 120 |  |  |  |  | NO
PLAWN097ZXAW | Mobern Lighting Co | Mobern Lighting | D2D12-LED70MV[BZ,WH,BK,GY]50[PC] | Outdoor Luminaires | Mid Output | Outdoor Pole/Arm-Mounted Area and Roadway Luminaires |  | standard | NO | [10 empty] | 2019-01-28 | Not Dimmable | Not Dimmable | YES |  | VVVXTN | [25 empty] | 4.4 | 9600 | 137 | 70 | 15 | 0.9 | 5000 | 70 |  |  |  | NO | NO | NO | [8 empty] | 2019-01-28 | NO | NO | NO | [6 empty] | AC | 120 | 277 | [5 empty] | NO
PGT6KXQP | Mobern Lighting Co | Mobern Lighting | FHBC48-LED114DMV35 | Indoor Luminaires | High-Bay | High-Bay Luminaires for Commercial and Industrial Buildings |  | Premium | NO | [10 empty] | 2017-04-12 | Dimmable | Continuous Below 10 | YES |  | QQQTNA | [25 empty] | 4.4 | 16540 | 145.1 | 114 | 5.53 | 1 | 3500 | 85 |  |  |  | NO | NO | NO | 2018-05-02 | 4.3 |  | Premium |  |  |  |  | 2018-11-02 | NO | NO | NO | [6 empty] | AC | [7 empty] | NO
PU2MMPRA | Mobern Lighting Co | Mobern Lighting | FHBC48-LED114DMV40 | Indoor Luminaires | High-Bay | High-Bay Luminaires for Commercial and Industrial Buildings |  | Premium | NO | [10 empty] | 2017-04-12 | Dimmable | Continuous Below 10 | YES |  | QQQTNA | [25 empty] | 4.4 | 17050 | 149.6 | 114 | 5.53 | 1 | 4000 | 85 |  |  |  | NO | NO | NO | 2018-05-02 | 4.3 |  | Premium |  |  |  |  | 2018-11-02 | NO | NO | NO | [6 empty] | AC | [7 empty] | NO
PJXGFSSC | Mobern Lighting Co | Mobern Lighting | FHBC48-LED114DMV50 | Indoor Luminaires | High-Bay | High-Bay Luminaires for Commercial and Industrial Buildings |  | Premium | NO | [10 empty] | 2017-04-12 | Dimmable | Continuous Below 10 | YES |  | QQQTNA | [25 empty] | 4.4 | 17560 | 154 | 114 | 5.53 | 1 | 5000 | 83 |  |  |  | NO | NO | NO | 2018-05-02 | 4.3 |  | Premium |  |  |  |  | 2018-11-02 | NO | NO | NO | [6 empty] | AC | [7 empty] | NO
PWB3KW9C | Mobern Lighting Co | Mobern Lighting | FHBC48-LED144DMV35 | Indoor Luminaires | High-Bay | High-Bay Luminaires for Commercial and Industrial Buildings |  | Premium | NO | [10 empty] | 2017-04-12 | Dimmable | Continuous Below 10 | YES |  | QQQTNA | [25 empty] | 4.4 | 20065 | 139.3 | 144 | 5.53 | 1 | 3500 | 85 |  |  |  | NO | NO | NO | 2018-05-02 | 4.3 |  | Premium |  |  |  |  | 2018-11-02 | NO | NO | NO | [6 empty] | AC | [7 empty] | NO
PJSMBD5D | Mobern Lighting Co | Mobern Lighting | FHBC48-LED144DMV40 | Indoor Luminaires | High-Bay | High-Bay Luminaires for Commercial and Industrial Buildings |  | Premium | NO | [10 empty] | 2017-04-12 | Dimmable | Continuous Below 10 | YES |  | QQQTNA | [25 empty] | 4.4 | 20685 | 141.6 | 144 | 5.53 | 1 | 4000 | 85 |  |  |  | NO | NO | NO | 2018-05-02 | 4.3 |  | Premium |  |  |  |  | 2018-11-02 | NO | NO | NO | [6 empty] | AC | [7 empty] | NO
P8VB4ZDR | Mobern Lighting Co | Mobern Lighting | FHBC48-LED144DMV50 | Indoor Luminaires | High-Bay | High-Bay Luminaires for Commercial and Industrial Buildings |  | Premium | NO | [10 empty] | 2017-04-12 | Dimmable | Continuous Below 10 | YES |  | QQQTNA | [25 empty] | 4.4 | 21305 | 147.9 | 144 | 5.53 | 1 | 5000 | 83 |  |  |  | NO | NO | NO | 2018-05-02 | 4.3 |  | Premium |  |  |  |  | 2018-11-02 | NO | NO | NO | [6 empty] | AC | [7 empty] | NO
PNJN4UA9 | Mobern Lighting Co | Mobern Lighting | FHBC48-LED166DMV35 | Indoor Luminaires | High-Bay | High-Bay Luminaires for Commercial and Industrial Buildings |  | Premium | NO | [10 empty] | 2017-04-12 | Dimmable | Continuous Below 10 | YES |  | QQQTNA | [25 empty] | 4.4 | 23685 | 142.7 | 166 | 5.34 | 1 | 3500 | 85 |  |  |  | NO | NO | NO | 2018-05-02 | 4.3 |  | Premium |  |  |  |  | 2018-11-02 | NO | NO | NO | [6 empty] | AC | [7 empty] | NO
PBMXEYQV | Mobern Lighting Co | Mobern Lighting | FHBC48-LED166DMV40 | Indoor Luminaires | High-Bay | High-Bay Luminaires for Commercial and Industrial Buildings |  | Premium | NO | [10 empty] | 2017-04-12 | Dimmable | Continuous Below 10 | YES |  | QQQTNA | [25 empty] | 4.4 | 24420 | 147.1 | 166 | 5.34 | 1 | 4000 | 85 |  |  |  | NO | NO | NO | 2018-05-02 | 4.3 |  | Premium |  |  |  |  | 2018-11-02 | NO | NO | NO | [6 empty] | AC | [7 empty] | NO
PRDAAQKJ | Mobern Lighting Co | Mobern Lighting | FHBC48-LED166DMV50 | Indoor Luminaires | High-Bay | High-Bay Luminaires for Commercial and Industrial Buildings |  | Premium | NO | [10 empty] | 2017-04-12 | Dimmable | Continuous Below 10 | YES |  | QQQTNA | [25 empty] | 4.4 | 25150 | 151.5 | 166 | 5.34 | 1 | 5000 | 83 |  |  |  | NO | NO | NO | 2018-05-02 | 4.3 |  | Premium |  |  |  |  | 2018-11-02 | NO | NO | NO | [6 empty] | AC | [7 empty] | NO
PJAKJW7K | Mobern Lighting Co | Mobern Lighting | FHBC48-LED180DMV35 | Indoor Luminaires | High-Bay | High-Bay Luminaires for Commercial and Industrial Buildings |  | Premium | NO | [10 empty] | 2017-04-12 | Dimmable | Continuous Below 10 | YES |  | QQQTNA | [25 empty] | 4.4 | 25290 | 140.5 | 180 | 5.34 | 1 | 3500 | 85 |  |  |  | NO | NO | NO | 2018-05-02 | 4.3 |  | Premium |  |  |  |  | 2018-11-02 | NO | NO | NO | [6 empty] | AC | [7 empty] | NO
PBEM2PXJ | Mobern Lighting Co | Mobern Lighting | FHBC48-LED180DMV40 | Indoor Luminaires | High-Bay | High-Bay Luminaires for Commercial and Industrial Buildings |  | Premium | NO | [10 empty] | 2017-04-12 | Dimmable | Continuous Below 10 | YES |  | QQQTNA | [25 empty] | 4.4 | 26075 | 144.9 | 180 | 5.34 | 1 | 4000 | 85 |  |  |  | NO | NO | NO | 2018-05-02 | 4.3 |  | Premium |  |  |  |  | 2018-11-02 | NO | NO | NO | [6 empty] | AC | [7 empty] | NO
P3QRC9DH | Mobern Lighting Co | Mobern Lighting | FHBC48-LED180DMV50 | Indoor Luminaires | High-Bay | High-Bay Luminaires for Commercial and Industrial Buildings |  | Premium | NO | [10 empty] | 2017-04-12 | Dimmable | Continuous Below 10 | YES |  | QQQTNA | [25 empty] | 4.4 | 26855 | 149.2 | 180 | 5.34 | 1 | 5000 | 83 |  |  |  | NO | NO | NO | 2018-05-02 | 4.3 |  | Premium |  |  |  |  | 2018-11-02 | NO | NO | NO | [6 empty] | AC | [7 empty] | NO
PEY6RQTS | Mobern Lighting Co | Mobern Lighting | FHBC48-LED195DMV35 | Indoor Luminaires | High-Bay | High-Bay Luminaires for Commercial and Industrial Buildings |  | Premium | NO | [10 empty] | 2017-04-12 | Dimmable | Continuous Below 10 | YES |  | QQQTNA | [25 empty] | 4.4 | 26755 | 138.6 | 193 | 5.34 | 1 | 3500 | 85 |  |  |  | NO | NO | NO | 2018-05-02 | 4.3 |  | Premium |  |  |  |  | 2018-11-02 | NO | NO | NO | [6 empty] | AC | [7 empty] | NO
PRB4K4FC | Mobern Lighting Co | Mobern Lighting | FHBC48-LED195DMV40 | Indoor Luminaires | High-Bay | High-Bay Luminaires for Commercial and Industrial Buildings |  | Premium | NO | [10 empty] | 2017-04-12 | Dimmable | Continuous Below 10 | YES |  | QQQTNA | [25 empty] | 4.4 | 27580 | 142.8 | 193 | 5.34 | 1 | 4000 | 85 |  |  |  | NO | NO | NO | 2018-05-02 | 4.3 |  | Premium |  |  |  |  | 2018-11-02 | NO | NO | NO | [6 empty] | AC | [7 empty] | NO
PHCU7DY9 | Mobern Lighting Co | Mobern Lighting | FHBC48-LED195DMV50 | Indoor Luminaires | High-Bay | High-Bay Luminaires for Commercial and Industrial Buildings |  | Premium | NO | [10 empty] | 2017-04-12 | Dimmable | Continuous Below 10 | YES |  | QQQTNA | [25 empty] | 4.4 | 28410 | 147.1 | 193 | 5.34 | 1 | 5000 | 83 |  |  |  | NO | NO | NO | 2018-05-02 | 4.3 |  | Premium |  |  |  |  | 2018-11-02 | NO | NO | NO | [6 empty] | AC | [7 empty] | NO
PMSSNRDT | Mobern Lighting Co | Mobern Lighting | FHBC48-LED97DMV35 | Indoor Luminaires | High-Bay | High-Bay Luminaires for Commercial and Industrial Buildings |  | Premium | YES |  | 12880.5 | 136.1 | 94.67 | 8.3 | 0.976 | 3575 | 85 | 5 | 50000 | 2017-04-12 | Dimmable | Continuous Below 10 | YES |  | QQQTNA | [12 empty] | 52.9 | [12 empty] | 4.4 | 12991 | 136.9 | 95 | 5.53 | 1 | 3500 | 85 |  |  |  | NO | NO | NO | 2018-05-02 | 4.3 |  | Premium |  |  |  |  | 2018-11-02 | NO | NO | NO | [6 empty] | AC | [7 empty] | NO
P9DWZHAB | Mobern Lighting Co | Mobern Lighting | FHBC48-LED97DMV40 | Indoor Luminaires | High-Bay | High-Bay Luminaires for Commercial and Industrial Buildings |  | Premium | NO | [10 empty] | 2017-04-12 | Dimmable | Continuous Below 10 | YES |  | QQQTNA | [25 empty] | 4.4 | 13390 | 141 | 95 | 5.53 | 1 | 4000 | 85 |  |  |  | NO | NO | NO | 2018-05-02 | 4.3 |  | Premium |  |  |  |  | 2018-11-02 | NO | NO | NO | [6 empty] | AC | [7 empty] | NO
PJYU4WFS | Mobern Lighting Co | Mobern Lighting | FHBC48-LED97DMV50 | Indoor Luminaires | High-Bay | High-Bay Luminaires for Commercial and Industrial Buildings |  | Premium | NO | [10 empty] | 2017-04-12 | Dimmable | Continuous Below 10 | YES |  | QQQTNA | [25 empty] | 4.4 | 13795 | 145 | 95 | 5.53 | 1 | 5000 | 83 |  |  |  | NO | NO | NO | 2018-05-02 | 4.3 |  | Premium |  |  |  |  | 2018-11-02 | NO | NO | NO | [6 empty] | AC | [7 empty] | NO
PZ45FXKR | Mobern Lighting Co | Mobern Lighting | FHBC48-LEDH118DMV50 | Indoor Luminaires | High-Bay | High-Bay Luminaires for Commercial and Industrial Buildings |  | standard | YES |  | 13507 | 114 | 118.47 | 15 | 0.97 | 5136 | 84 | 5 | 50000 | 2015-03-24 | Dimmable | Continuous Below 10 | NotYetVerified |  | QQQQUO | [12 empty] | 52 | [12 empty] | 4.4 | 13500 | 114 | 118 |  |  | 5000 | 84 |  |  |  | NO | NO | NO | 2018-05-02 | 4.3 |  | standard |  |  |  |  | 2018-11-02 | NO | NO | NO | [6 empty] | AC | [7 empty] | NO
PS94WB0O | Mobern Lighting Co | Mobern Lighting | HBIA24-LED132DHV35 | Indoor Luminaires | High-Bay | High-Bay Luminaires for Commercial and Industrial Buildings |  | Premium | NO | [10 empty] | 2018-10-22 | Dimmable | Continuous Below 10 | YES |  | XXXCRG | [25 empty] | 4.4 | 18270 | 138.409 | 132 | 12.1 | 0.971 | 3500 | 84 |  |  |  | NO | NO | NO | [8 empty] | 2018-11-02 | NO | NO | NO | [6 empty] | AC | [7 empty] | NO
POCEWMMO | Mobern Lighting Co | Mobern Lighting | HBIA24-LED132DHV40 | Indoor Luminaires | High-Bay | High-Bay Luminaires for Commercial and Industrial Buildings |  | Premium | NO | [10 empty] | 2018-10-22 | Dimmable | Continuous Below 10 | YES |  | XXXCRG | [25 empty] | 4.4 | 18835 | 142.689 | 132 | 12.1 | 0.971 | 4000 | 84 |  |  |  | NO | NO | NO | [8 empty] | 2018-11-02 | NO | NO | NO | [6 empty] | AC | [7 empty] | NO
PDXOTMSG | Mobern Lighting Co | Mobern Lighting | HBIA24-LED132DHV50 | Indoor Luminaires | High-Bay | High-Bay Luminaires for Commercial and Industrial Buildings |  | Premium | NO | [10 empty] | 2018-10-22 | Dimmable | Continuous Below 10 | YES |  | XXXCRG | [25 empty] | 4.4 | 19025 | 144.129 | 132 | 12.1 | 0.971 | 5000 | 84 |  |  |  | NO | NO | NO | [8 empty] | 2018-11-02 | NO | NO | NO | [6 empty] | AC | [7 empty] | NO
P9E3HS11 | Mobern Lighting Co | Mobern Lighting | HBIA24-LED132DHVFR35 | Indoor Luminaires | High-Bay | High-Bay Luminaires for Commercial and Industrial Buildings |  | standard | NO | [10 empty] | 2018-10-22 | Dimmable | Continuous Below 10 | YES |  | XXXCRG | [25 empty] | 4.4 | 14839 | 112.417 | 132 | 14.6 | 0.938 | 3500 | 84 |  |  |  | NO | NO | NO | [8 empty] | 2018-11-02 | NO | NO | NO | [6 empty] | AC | [7 empty] | NO
PQKSPL7B | Mobern Lighting Co | Mobern Lighting | HBIA24-LED132DHVFR40 | Indoor Luminaires | High-Bay | High-Bay Luminaires for Commercial and Industrial Buildings |  | standard | NO | [10 empty] | 2018-10-22 | Dimmable | Continuous Below 10 | YES |  | XXXCRG | [25 empty] | 4.4 | 15295 | 115.871 | 132 | 14.6 | 0.938 | 4000 | 84 |  |  |  | NO | NO | NO | [8 empty] | 2018-11-02 | NO | NO | NO | [6 empty] | AC | [7 empty] | NO
P3WYICVH | Mobern Lighting Co | Mobern Lighting | HBIA24-LED132DHVFR50 | Indoor Luminaires | High-Bay | High-Bay Luminaires for Commercial and Industrial Buildings |  | standard | NO | [10 empty] | 2018-10-22 | Dimmable | Continuous Below 10 | YES |  | XXXCRG | [25 empty] | 4.4 | 15450 | 117.045 | 132 | 14.6 | 0.938 | 5000 | 84 |  |  |  | NO | NO | NO | [8 empty] | 2018-11-02 | NO | NO | NO | [6 empty] | AC | [7 empty] | NO
PISDIXF0 | Mobern Lighting Co | Mobern Lighting | HBIA24-LED132DMV35 | Indoor Luminaires | High-Bay | High-Bay Luminaires for Commercial and Industrial Buildings |  | Premium | NO | [10 empty] | 2018-10-22 | Dimmable | Continuous Below 10 | YES |  | XXXCRG | [25 empty] | 4.4 | 18270 | 138.409 | 132 | 11.6 | 0.971 | 3500 | 84 |  |  |  | NO | NO | NO | [8 empty] | 2018-11-02 | NO | NO | NO | [6 empty] | AC | [7 empty] | NO
PKM9IQBQ | Mobern Lighting Co | Mobern Lighting | HBIA24-LED132DMV40 | Indoor Luminaires | High-Bay | High-Bay Luminaires for Commercial and Industrial Buildings |  | Premium | NO | [10 empty] | 2018-10-22 | Dimmable | Continuous Below 10 | YES |  | XXXCRG | [25 empty] | 4.4 | 18835 | 142.689 | 132 | 11.6 | 0.971 | 4000 | 84 |  |  |  | NO | NO | NO | [8 empty] | 2018-11-02 | NO | NO | NO | [6 empty] | AC | [7 empty] | NO
PDZNVNPN | Mobern Lighting Co | Mobern Lighting | HBIA24-LED132DMV50 | Indoor Luminaires | High-Bay | High-Bay Luminaires for Commercial and Industrial Buildings |  | Premium | NO | [10 empty] | 2018-10-22 | Dimmable | Continuous Below 10 | YES |  | XXXCRG | [25 empty] | 4.4 | 19025 | 144.129 | 132 | 11.6 | 0.971 | 5000 | 84 |  |  |  | NO | NO | NO | [8 empty] | 2018-11-02 | NO | NO | NO | [6 empty] | AC | [7 empty] | NO
PQM062VO | Mobern Lighting Co | Mobern Lighting | HBIA24-LED132DMVFR35 | Indoor Luminaires | High-Bay | High-Bay Luminaires for Commercial and Industrial Buildings |  | standard | NO | [10 empty] | 2018-10-22 | Dimmable | Continuous Below 10 | YES |  | XXXCRG | [25 empty] | 4.4 | 14839 | 112.417 | 132 | 11.6 | 0.97 | 3500 | 84 |  |  |  | NO | NO | NO | [8 empty] | 2018-11-02 | NO | NO | NO | [6 empty] | AC | [7 empty] | NO
PVN9FXHQ | Mobern Lighting Co | Mobern Lighting | HBIA24-LED132DMVFR40 | Indoor Luminaires | High-Bay | High-Bay Luminaires for Commercial and Industrial Buildings |  | standard | NO | [10 empty] | 2018-10-22 | Dimmable | Continuous Below 10 | YES |  | XXXCRG | [25 empty] | 4.4 | 15295 | 115.871 | 132 | 11.6 | 0.97 | 4000 | 84 |  |  |  | NO | NO | NO | [8 empty] | 2018-11-02 | NO | NO | NO | [6 empty] | AC | [7 empty] | NO
PNI4KYDC | Mobern Lighting Co | Mobern Lighting | HBIA24-LED132DMVFR50 | Indoor Luminaires | High-Bay | High-Bay Luminaires for Commercial and Industrial Buildings |  | standard | NO | [10 empty] | 2018-10-22 | Dimmable | Continuous Below 10 | YES |  | XXXCRG | [25 empty] | 4.4 | 15450 | 117.045 | 132 | 11.6 | 0.97 | 5000 | 84 |  |  |  | NO | NO | NO | [8 empty] | 2018-11-02 | NO | NO | NO | [6 empty] | AC | [7 empty] | NO
P6BP9QMK | Mobern Lighting Co | Mobern Lighting | HBIA24-LED175DHV35 | Indoor Luminaires | High-Bay | High-Bay Luminaires for Commercial and Industrial Buildings |  | Premium | NO | [10 empty] | 2018-10-22 | Dimmable | Continuous Below 10 | YES |  | XXXCRG | [25 empty] | 4.4 | 23457 | 134.04 | 175 | 14.9 | 0.949 | 3500 | 84 |  |  |  | NO | NO | NO | [8 empty] | 2018-11-02 | NO | NO | NO | [6 empty] | AC | [7 empty] | NO
P6QIH923 | Mobern Lighting Co | Mobern Lighting | HBIA24-LED175DHV40 | Indoor Luminaires | High-Bay | High-Bay Luminaires for Commercial and Industrial Buildings |  | Premium | NO | [10 empty] | 2018-10-22 | Dimmable | Continuous Below 10 | YES |  | XXXCRG | [25 empty] | 4.4 | 24180 | 138.171 | 175 | 14.9 | 0.949 | 4000 | 84 |  |  |  | NO | NO | NO | [8 empty] | 2018-11-02 | NO | NO | NO | [6 empty] | AC | [7 empty] | NO
PKXH5N7V | Mobern Lighting Co | Mobern Lighting | HBIA24-LED175DHV50 | Indoor Luminaires | High-Bay | High-Bay Luminaires for Commercial and Industrial Buildings |  | Premium | NO | [10 empty] | 2018-10-22 | Dimmable | Continuous Below 10 | YES |  | XXXCRG | [25 empty] | 4.4 | 24420 | 139.543 | 175 | 14.9 | 0.949 | 5000 | 84 |  |  |  | NO | NO | NO | [8 empty] | 2018-11-02 | NO | NO | NO | [6 empty] | AC | [7 empty] | NO
PI9UY6KS | Mobern Lighting Co | Mobern Lighting | HBIA24-LED175DHVFR35 | Indoor Luminaires | High-Bay | High-Bay Luminaires for Commercial and Industrial Buildings |  | standard | NO | [10 empty] | 2018-10-22 | Dimmable | Continuous Below 10 | YES |  | XXXCRG | [25 empty] | 4.4 | 19047 | 109.34 | 174.2 | 14.6 | 0.938 | 3500 | 84 |  |  |  | NO | NO | NO | [8 empty] | 2018-11-02 | NO | NO | NO | [6 empty] | AC | [7 empty] | NO
PLAKQ1MR | Mobern Lighting Co | Mobern Lighting | HBIA24-LED175DHVFR40 | Indoor Luminaires | High-Bay | High-Bay Luminaires for Commercial and Industrial Buildings |  | standard | NO | [10 empty] | 2018-10-22 | Dimmable | Continuous Below 10 | YES |  | XXXCRG | [25 empty] | 4.4 | 19640 | 112.744 | 174.2 | 14.6 | 0.938 | 4000 | 84 |  |  |  | NO | NO | NO | [8 empty] | 2018-11-02 | NO | NO | NO | [6 empty] | AC | [7 empty] | NO
PI3AM9NM | Mobern Lighting Co | Mobern Lighting | HBIA24-LED175DHVFR50 | Indoor Luminaires | High-Bay | High-Bay Luminaires for Commercial and Industrial Buildings |  | standard | NO | [10 empty] | 2018-10-22 | Dimmable | Continuous Below 10 | YES |  | XXXCRG | [25 empty] | 4.4 | 19835 | 113.863 | 174.2 | 14.6 | 0.938 | 5000 | 84 |  |  |  | NO | NO | NO | [8 empty] | 2018-11-02 | NO | NO | NO | [6 empty] | AC | [7 empty] | NO
PXBGQMBY | Mobern Lighting Co | Mobern Lighting | HBIA24-LED175DMV35 | Indoor Luminaires | High-Bay | High-Bay Luminaires for Commercial and Industrial Buildings |  | Premium | YES |  | 23457 | 134.2 | 174.8 | 5.8 | 0.997 | 3518 | 84 | 5 | 50000 | 2018-10-22 | Dimmable | Continuous Below 10 | YES |  | XXXCRG | [12 empty] | 52.4 | [12 empty] | 4.4 | 23457 | 134.04 | 175 | 11.6 | 0.97 | 3500 | 84 |  |  |  | NO | NO | NO | [8 empty] | 2018-11-02 | NO | NO | NO | [6 empty] | AC | [7 empty] | NO
POC4FWFU | Mobern Lighting Co | Mobern Lighting | HBIA24-LED175DMV40 | Indoor Luminaires | High-Bay | High-Bay Luminaires for Commercial and Industrial Buildings |  | Premium | NO | [10 empty] | 2018-10-22 | Dimmable | Continuous Below 10 | YES |  | XXXCRG | [25 empty] | 4.4 | 24180 | 138.171 | 175 | 11.6 | 0.97 | 4000 | 84 |  |  |  | NO | NO | NO | [8 empty] | 2018-11-02 | NO | NO | NO | [6 empty] | AC | [7 empty] | NO
P6FVZICM | Mobern Lighting Co | Mobern Lighting | HBIA24-LED175DMV50 | Indoor Luminaires | High-Bay | High-Bay Luminaires for Commercial and Industrial Buildings |  | Premium | NO | [10 empty] | 2018-10-22 | Dimmable | Continuous Below 10 | YES |  | XXXCRG | [25 empty] | 4.4 | 24420 | 139.543 | 175 | 11.6 | 0.97 | 5000 | 84 |  |  |  | NO | NO | NO | [8 empty] | 2018-11-02 | NO | NO | NO | [6 empty] | AC | [7 empty] | NO
PMM444E0 | Mobern Lighting Co | Mobern Lighting | HBIA24-LED175DMVFR35 | Indoor Luminaires | High-Bay | High-Bay Luminaires for Commercial and Industrial Buildings |  | standard | YES |  | 19047 | 109.3 | 174.3 | 5.6 | 0.997 | 3518 | 84 | 5 | 50000 | 2018-10-22 | Dimmable | Continuous Below 10 | YES |  | XXXCRG | [12 empty] | 45.2 | [12 empty] | 4.4 | 19047 | 109.277 | 174.3 | 11.6 | 0.97 | 3500 | 84 |  |  |  | NO | NO | NO | [8 empty] | 2018-11-02 | NO | NO | NO | [6 empty] | AC | [7 empty] | NO
P8YQMJ75 | Mobern Lighting Co | Mobern Lighting | HBIA24-LED175DMVFR40 | Indoor Luminaires | High-Bay | High-Bay Luminaires for Commercial and Industrial Buildings |  | standard | NO | [10 empty] | 2018-10-22 | Dimmable | Continuous Below 10 | YES |  | XXXCRG | [25 empty] | 4.4 | 19640 | 112.679 | 174.3 | 11.6 | 0.97 | 4000 | 84 |  |  |  | NO | NO | NO | [8 empty] | 2018-11-02 | NO | NO | NO | [6 empty] | AC | [7 empty] | NO
PJOPZXX0 | Mobern Lighting Co | Mobern Lighting | HBIA24-LED175DMVFR50 | Indoor Luminaires | High-Bay | High-Bay Luminaires for Commercial and Industrial Buildings |  | standard | NO | [10 empty] | 2018-10-22 | Dimmable | Continuous Below 10 | YES |  | XXXCRG | [25 empty] | 4.4 | 19835 | 113.798 | 174.3 | 11.6 | 0.97 | 5000 | 84 |  |  |  | NO | NO | NO | [8 empty] | 2018-11-02 | NO | NO | NO | [6 empty] | AC | [7 empty] | NO
P5SOWO28 | Mobern Lighting Co | Mobern Lighting | HBIA24-LED75DHV35 | Indoor Luminaires | High-Bay | High-Bay Luminaires for Commercial and Industrial Buildings |  | Premium | YES |  | 10183.7 | 137.8 | 73.9 | 14.8 | 0.938 | 3518 | 84 | 5 | 50000 | 2018-10-22 | Dimmable | Continuous Below 10 | YES |  | XXXCRG | [12 empty] | 52.4 | [12 empty] | 4.4 | 10147 | 138.431 | 73.3 | 12.1 | 0.978 | 3500 | 84 |  |  |  | NO | NO | NO | [8 empty] | 2018-11-02 | NO | NO | NO | [6 empty] | AC | [7 empty] | NO
PTUAQHBP | Mobern Lighting Co | Mobern Lighting | HBIA24-LED75DHV40 | Indoor Luminaires | High-Bay | High-Bay Luminaires for Commercial and Industrial Buildings |  | Premium | NO | [10 empty] | 2018-10-22 | Dimmable | Continuous Below 10 | YES |  | XXXCRG | [25 empty] | 4.4 | 10460 | 142.701 | 73.3 | 12.1 | 0.978 | 4000 | 84 |  |  |  | NO | NO | NO | [8 empty] | 2018-11-02 | NO | NO | NO | [6 empty] | AC | [7 empty] | NO
PV62NHN9 | Mobern Lighting Co | Mobern Lighting | HBIA24-LED75DHV50 | Indoor Luminaires | High-Bay | High-Bay Luminaires for Commercial and Industrial Buildings |  | Premium | NO | [10 empty] | 2018-10-22 | Dimmable | Continuous Below 10 | YES |  | XXXCRG | [25 empty] | 4.4 | 10565 | 144.134 | 73.3 | 12.1 | 0.978 | 5000 | 84 |  |  |  | NO | NO | NO | [8 empty] | 2018-11-02 | NO | NO | NO | [6 empty] | AC | [7 empty] | NO
PL6D3L3C | Mobern Lighting Co | Mobern Lighting | HBIA24-LED75DHVFR35 | Indoor Luminaires | High-Bay | Low-Bay Luminaires for Commercial and Industrial Buildings |  | standard | NO | [10 empty] | 2018-10-22 | Dimmable | Continuous Below 10 | YES |  | XXXCRG | [25 empty] | 4.4 | 8319 | 113.446 | 73.33 | 14.6 | 0.938 | 3500 | 84 |  |  |  | NO | NO | NO | [8 empty] | 2018-11-02 | NO | NO | NO | [6 empty] | AC | [7 empty] | NO
PRSSYY1G | Mobern Lighting Co | Mobern Lighting | HBIA24-LED75DHVFR40 | Indoor Luminaires | High-Bay | Low-Bay Luminaires for Commercial and Industrial Buildings |  | standard | NO | [10 empty] | 2018-10-22 | Dimmable | Continuous Below 10 | YES |  | XXXCRG | [25 empty] | 4.4 | 8470 | 115.505 | 73.33 | 14.6 | 0.938 | 4000 | 84 |  |  |  | NO | NO | NO | [8 empty] | 2018-11-02 | NO | NO | NO | [6 empty] | AC | [7 empty] | NO
PQ84N435 | Mobern Lighting Co | Mobern Lighting | HBIA24-LED75DHVFR50 | Indoor Luminaires | High-Bay | Low-Bay Luminaires for Commercial and Industrial Buildings |  | standard | NO | [10 empty] | 2018-10-22 | Dimmable | Continuous Below 10 | YES |  | XXXCRG | [25 empty] | 4.4 | 8555 | 116.664 | 73.33 | 14.6 | 0.938 | 5000 | 84 |  |  |  | NO | NO | NO | [8 empty] | 2018-11-02 | NO | NO | NO | [6 empty] | AC | [7 empty] | NO
P4X0C7I5 | Mobern Lighting Co | Mobern Lighting | HBIA24-LED75DMV35 | Indoor Luminaires | High-Bay | High-Bay Luminaires for Commercial and Industrial Buildings |  | Premium | NO | [10 empty] | 2018-10-22 | Dimmable | Continuous Below 10 | YES |  | XXXCRG | [25 empty] | 4.4 | 10147 | 138.8 | 73.1 | 11.6 | 0.971 | 3500 | 84 |  |  |  | NO | NO | NO | [8 empty] | 2018-11-02 | NO | NO | NO | [6 empty] | AC | [7 empty] | NO
PWOP4KJ0 | Mobern Lighting Co | Mobern Lighting | HBIA24-LED75DMV40 | Indoor Luminaires | High-Bay | High-Bay Luminaires for Commercial and Industrial Buildings |  | Premium | NO | [10 empty] | 2018-10-22 | Dimmable | Continuous Below 10 | YES |  | XXXCRG | [25 empty] | 4.4 | 10460 | 143.092 | 73.1 | 11.6 | 0.971 | 4000 | 84 |  |  |  | NO | NO | NO | [8 empty] | 2018-11-02 | NO | NO | NO | [6 empty] | AC | [7 empty] | NO
P5AO4XDW | Mobern Lighting Co | Mobern Lighting | HBIA24-LED75DMV50 | Indoor Luminaires | High-Bay | High-Bay Luminaires for Commercial and Industrial Buildings |  | Premium | NO | [10 empty] | 2018-10-22 | Dimmable | Continuous Below 10 | YES |  | XXXCRG | [25 empty] | 4.4 | 10565 | 144.528 | 73.1 | 11.6 | 0.971 | 5000 | 84 |  |  |  | NO | NO | NO | [8 empty] | 2018-11-02 | NO | NO | NO | [6 empty] | AC | [7 empty] | NO
P96M1JG1 | Mobern Lighting Co | Mobern Lighting | HBIA24-LED75DMVFR35 | Indoor Luminaires | High-Bay | Low-Bay Luminaires for Commercial and Industrial Buildings |  | standard | YES |  | 8319 | 114.1 | 72.9 | 6.2 | 0.997 | 3518 | 84 | 5 | 50000 | 2018-10-22 | Dimmable | Continuous Below 10 | YES |  | XXXCRG | [12 empty] | 45.2 | [12 empty] | 4.4 | 8319 | 114.115 | 72.9 | 11.6 | 0.97 | 3500 | 84 |  |  |  | NO | NO | NO | [8 empty] | 2018-11-02 | NO | NO | NO | [6 empty] | AC | [7 empty] | NO
PLWCSBMQ | Mobern Lighting Co | Mobern Lighting | HBIA24-LED75DMVFR40 | Indoor Luminaires | High-Bay | Low-Bay Luminaires for Commercial and Industrial Buildings |  | standard | NO | [10 empty] | 2018-10-22 | Dimmable | Continuous Below 10 | YES |  | XXXCRG | [25 empty] | 4.4 | 8470 | 116.187 | 72.9 | 11.6 | 0.97 | 4000 | 84 |  |  |  | NO | NO | NO | [8 empty] | 2018-11-02 | NO | NO | NO | [6 empty] | AC | [7 empty] | NO
PBB9KH01 | Mobern Lighting Co | Mobern Lighting | HBIA24-LED75DMVFR50 | Indoor Luminaires | High-Bay | Low-Bay Luminaires for Commercial and Industrial Buildings |  | standard | NO | [10 empty] | 2018-10-22 | Dimmable | Continuous Below 10 | YES |  | XXXCRG | [25 empty] | 4.4 | 8555 | 117.353 | 72.9 | 11.6 | 0.97 | 5000 | 84 |  |  |  | NO | NO | NO | [8 empty] | 2018-11-02 | NO | NO | NO | [6 empty] | AC | [7 empty] | NO
PT8X9H98 | Mobern Lighting Co | Mobern Lighting | HBIA24-LED89DHV35 | Indoor Luminaires | High-Bay | High-Bay Luminaires for Commercial and Industrial Buildings |  | Premium | NO | [10 empty] | 2018-10-22 | Dimmable | Continuous Below 10 | YES |  | XXXCRG | [25 empty] | 4.4 | 12015 | 136.534 | 88 | 12.1 | 0.971 | 3500 | 84 |  |  |  | NO | NO | NO | [8 empty] | 2018-11-02 | NO | NO | NO | [6 empty] | AC | [7 empty] | NO
PROCPL26 | Mobern Lighting Co | Mobern Lighting | HBIA24-LED89DHV40 | Indoor Luminaires | High-Bay | High-Bay Luminaires for Commercial and Industrial Buildings |  | Premium | NO | [10 empty] | 2018-10-22 | Dimmable | Continuous Below 10 | YES |  | XXXCRG | [25 empty] | 4.4 | 12385 | 140.739 | 88 | 12.1 | 0.971 | 4000 | 84 |  |  |  | NO | NO | NO | [8 empty] | 2018-11-02 | NO | NO | NO | [6 empty] | AC | [7 empty] | NO
PJ6XXSSZ | Mobern Lighting Co | Mobern Lighting | HBIA24-LED89DHV50 | Indoor Luminaires | High-Bay | High-Bay Luminaires for Commercial and Industrial Buildings |  | Premium | NO | [10 empty] | 2018-10-22 | Dimmable | Continuous Below 10 | YES |  | XXXCRG | [25 empty] | 4.4 | 12514 | 142.205 | 88 | 12.1 | 0.971 | 5000 | 84 |  |  |  | NO | NO | NO | [8 empty] | 2018-11-02 | NO | NO | NO | [6 empty] | AC | [7 empty] | NO
PCU9XTFT | Mobern Lighting Co | Mobern Lighting | HBIA24-LED89DHVFR35 | Indoor Luminaires | High-Bay | High-Bay Luminaires for Commercial and Industrial Buildings |  | standard | NO | [10 empty] | 2018-10-22 | Dimmable | Continuous Below 10 | YES |  | XXXCRG | [25 empty] | 4.4 | 9860 | 112.467 | 87.67 | 14.6 | 0.938 | 3500 | 84 |  |  |  | NO | NO | NO | [8 empty] | 2018-11-02 | NO | NO | NO | [6 empty] | AC | [7 empty] | NO
PZMC7VLM | Mobern Lighting Co | Mobern Lighting | HBIA24-LED89DHVFR40 | Indoor Luminaires | High-Bay | High-Bay Luminaires for Commercial and Industrial Buildings |  | standard | NO | [10 empty] | 2018-10-22 | Dimmable | Continuous Below 10 | YES |  | XXXCRG | [25 empty] | 4.4 | 10160 | 115.889 | 87.67 | 14.6 | 0.938 | 4000 | 84 |  |  |  | NO | NO | NO | [8 empty] | 2018-11-02 | NO | NO | NO | [6 empty] | AC | [7 empty] | NO
P8RQ9BKU | Mobern Lighting Co | Mobern Lighting | HBIA24-LED89DHVFR50 | Indoor Luminaires | High-Bay | High-Bay Luminaires for Commercial and Industrial Buildings |  | standard | YES |  | 10262.5 | 117.1 | 87.61 | 5.6 | 0.997 | 5145 | 84 | 5 | 50000 | 2018-10-22 | Dimmable | Continuous Below 10 | YES |  | XXXCRG | [12 empty] | 45.2 | [12 empty] | 4.4 | 10265 | 117.087 | 87.67 | 14.6 | 0.938 | 5000 | 84 |  |  |  | NO | NO | NO | [8 empty] | 2018-11-02 | NO | NO | NO | [6 empty] | AC | [7 empty] | NO
PKKKLV8X | Mobern Lighting Co | Mobern Lighting | HBIA24-LED89DMV35 | Indoor Luminaires | High-Bay | High-Bay Luminaires for Commercial and Industrial Buildings |  | Premium | NO | [10 empty] | 2018-10-22 | Dimmable | Continuous Below 10 | YES |  | XXXCRG | [25 empty] | 4.4 | 12015 | 136.736 | 87.87 | 11.6 | 0.971 | 3500 | 84 |  |  |  | NO | NO | NO | [8 empty] | 2018-11-02 | NO | NO | NO | [6 empty] | AC | [7 empty] | NO
PY9ZI07K | Mobern Lighting Co | Mobern Lighting | HBIA24-LED89DMV40 | Indoor Luminaires | High-Bay | High-Bay Luminaires for Commercial and Industrial Buildings |  | Premium | NO | [10 empty] | 2018-10-22 | Dimmable | Continuous Below 10 | YES |  | XXXCRG | [25 empty] | 4.4 | 12385 | 140.947 | 87.87 | 11.6 | 0.971 | 4000 | 84 |  |  |  | NO | NO | NO | [8 empty] | 2018-11-02 | NO | NO | NO | [6 empty] | AC | [7 empty] | NO
PI3MCQCS | Mobern Lighting Co | Mobern Lighting | HBIA24-LED89DMV50 | Indoor Luminaires | High-Bay | High-Bay Luminaires for Commercial and Industrial Buildings |  | Premium | NO | [10 empty] | 2018-10-22 | Dimmable | Continuous Below 10 | YES |  | XXXCRG | [25 empty] | 4.4 | 12514 | 142.415 | 87.87 | 11.6 | 0.971 | 5000 | 84 |  |  |  | NO | NO | NO | [8 empty] | 2018-11-02 | NO | NO | NO | [6 empty] | AC | [7 empty] | NO
POX2Z13P | Mobern Lighting Co | Mobern Lighting | HBIA24-LED89DMVFR35 | Indoor Luminaires | High-Bay | High-Bay Luminaires for Commercial and Industrial Buildings |  | standard | NO | [10 empty] | 2018-10-22 | Dimmable | Continuous Below 10 | YES |  | XXXCRG | [25 empty] | 4.4 | 9860 | 112.467 | 87.67 | 11.6 | 0.97 | 3500 | 84 |  |  |  | NO | NO | NO | [8 empty] | 2018-11-02 | NO | NO | NO | [6 empty] | AC | [7 empty] | NO
PWLL6UZ0 | Mobern Lighting Co | Mobern Lighting | HBIA24-LED89DMVFR40 | Indoor Luminaires | High-Bay | High-Bay Luminaires for Commercial and Industrial Buildings |  | standard | NO | [10 empty] | 2018-10-22 | Dimmable | Continuous Below 10 | YES |  | XXXCRG | [25 empty] | 4.4 | 10160 | 115.889 | 87.67 | 11.6 | 0.97 | 4000 | 84 |  |  |  | NO | NO | NO | [8 empty] | 2018-11-02 | NO | NO | NO | [6 empty] | AC | [7 empty] | NO
PJLGJH2W | Mobern Lighting Co | Mobern Lighting | HBIA24-LED89DMVFR50 | Indoor Luminaires | High-Bay | High-Bay Luminaires for Commercial and Industrial Buildings |  | standard | NO | [10 empty] | 2018-10-22 | Dimmable | Continuous Below 10 | YES |  | XXXCRG | [25 empty] | 4.4 | 10265 | 117.087 | 87.67 | 11.6 | 0.97 | 5000 | 84 |  |  |  | NO | NO | NO | [8 empty] | 2018-11-02 | NO | NO | NO | [6 empty] | AC | [7 empty] | NO
PTI4IIIU | Mobern Lighting Co | Mobern Lighting | HBIA48-LED104DHV35(all options except WG) | Indoor Luminaires | High-Bay | High-Bay Luminaires for Commercial and Industrial Buildings |  | Premium | YES |  | 15312 | 143.8 | 106.5 | 16.1 | 0.898 | 3510 | 84 | 5 | 50000 | 2018-10-01 | Dimmable | Continuous Below 10 | YES |  | XXXCQH | [12 empty] | 45.6 | [12 empty] | 4.4 | 15310 | 143.7 | 106.5 | 16.1 | 0.898 | 3500 | 84 |  |  |  | NO | NO | NO | [8 empty] | 2018-11-02 | NO | NO | NO | [6 empty] | AC | [7 empty] | NO
PLRN0E74 | Mobern Lighting Co | Mobern Lighting | HBIA48-LED104DHV40(all options except WG) | Indoor Luminaires | High-Bay | High-Bay Luminaires for Commercial and Industrial Buildings |  | Premium | NO | [10 empty] | 2018-10-01 | Dimmable | Continuous Below 10 | YES |  | XXXCQH | [25 empty] | 4.4 | 15785 | 148.216 | 106.5 | 16.1 | 0.898 | 4000 | 84 |  |  |  | NO | NO | NO | [8 empty] | 2018-11-02 | NO | NO | NO | [6 empty] | AC | [7 empty] | NO
PLJEYTM2 | Mobern Lighting Co | Mobern Lighting | HBIA48-LED104DHV50(all options except WG) | Indoor Luminaires | High-Bay | High-Bay Luminaires for Commercial and Industrial Buildings |  | Premium | NO | [10 empty] | 2018-10-01 | Dimmable | Continuous Below 10 | YES |  | XXXCQH | [25 empty] | 4.4 | 15945 | 149.718 | 106.5 | 16.1 | 0.898 | 5000 | 84 |  |  |  | NO | NO | NO | [8 empty] | 2018-11-02 | NO | NO | NO | [6 empty] | AC | [7 empty] | NO
PNG6EXVG | Mobern Lighting Co | Mobern Lighting | HBIA48-LED104DHVFR35(all options except WG) | Indoor Luminaires | High-Bay | High-Bay Luminaires for Commercial and Industrial Buildings |  | standard | NO | [10 empty] | 2018-10-01 | Dimmable | Continuous Below 10 | YES |  | XXXCQH | [25 empty] | 4.4 | 12740 | 119.756 | 106.4 | 15.9 | 0.899 | 3500 | 84 |  |  |  | NO | NO | NO | [8 empty] | 2018-11-02 | NO | NO | NO | [6 empty] | AC | [7 empty] | NO
PQ589QAA | Mobern Lighting Co | Mobern Lighting | HBIA48-LED104DHVFR40(all options except WG) | Indoor Luminaires | High-Bay | High-Bay Luminaires for Commercial and Industrial Buildings |  | standard | NO | [10 empty] | 2018-10-01 | Dimmable | Continuous Below 10 | YES |  | XXXCQH | [25 empty] | 4.4 | 13140 | 123.477 | 106.4 | 15.9 | 0.899 | 4000 | 84 |  |  |  | NO | NO | NO | [8 empty] | 2018-11-02 | NO | NO | NO | [6 empty] | AC | [7 empty] | NO
P4K8KWGQ | Mobern Lighting Co | Mobern Lighting | HBIA48-LED104DHVFR50(all options except WG) | Indoor Luminaires | High-Bay | High-Bay Luminaires for Commercial and Industrial Buildings |  | standard | NO | [10 empty] | 2018-10-01 | Dimmable | Continuous Below 10 | YES |  | XXXCQH | [25 empty] | 4.4 | 13270 | 124.699 | 106.4 | 15.9 | 0.899 | 5000 | 84 |  |  |  | NO | NO | NO | [8 empty] | 2018-11-02 | NO | NO | NO | [6 empty] | AC | [7 empty] | NO
PI60SDYI | Mobern Lighting Co | Mobern Lighting | HBIA48-LED104DMV35(all options except WG) | Indoor Luminaires | High-Bay | High-Bay Luminaires for Commercial and Industrial Buildings |  | Premium | NO | [10 empty] | 2018-10-01 | Dimmable | Continuous Below 10 | YES |  | XXXCQH | [25 empty] | 4.4 | 14518 | 143.3 | 101.3 | 15 | 0.945 | 3500 | 84 |  |  |  | NO | NO | NO | [8 empty] | 2018-11-02 | NO | NO | NO | [6 empty] | AC | [7 empty] | NO
PR2U627G | Mobern Lighting Co | Mobern Lighting | HBIA48-LED104DMV40(all options except WG) | Indoor Luminaires | High-Bay | High-Bay Luminaires for Commercial and Industrial Buildings |  | Premium | NO | [10 empty] | 2018-10-01 | Dimmable | Continuous Below 10 | YES |  | XXXCQH | [25 empty] | 4.4 | 14970 | 147.779 | 101.3 | 15 | 0.945 | 4000 | 84 |  |  |  | NO | NO | NO | [8 empty] | 2018-11-02 | NO | NO | NO | [6 empty] | AC | [7 empty] | NO
PLYFFBG8 | Mobern Lighting Co | Mobern Lighting | HBIA48-LED104DMV50(all options except WG) | Indoor Luminaires | High-Bay | High-Bay Luminaires for Commercial and Industrial Buildings |  | Premium | NO | [10 empty] | 2018-10-01 | Dimmable | Continuous Below 10 | YES |  | XXXCQH | [25 empty] | 4.4 | 15120 | 149.26 | 101.3 | 15 | 0.945 | 5000 | 84 |  |  |  | NO | NO | NO | [8 empty] | 2018-11-02 | NO | NO | NO | [6 empty] | AC | [7 empty] | NO
P1ZVM2F7 | Mobern Lighting Co | Mobern Lighting | HBIA48-LED104DMVFR35(all options except WG) | Indoor Luminaires | High-Bay | High-Bay Luminaires for Commercial and Industrial Buildings |  | standard | YES |  | 12191 | 120.6 | 101.1 | 15.1 | 0.945 | 3510 | 84 | 5 | 50000 | 2018-10-01 | Dimmable | Continuous Below 10 | YES |  | XXXCQH | [12 empty] | 45.6 | [12 empty] | 4.4 | 12190 | 120.6 | 101.1 | 15.1 | 0.945 | 3500 | 84 | 84 | 95 |  | NO | NO | NO | [8 empty] | 2018-11-02 | NO | NO | NO | [6 empty] | AC | [7 empty] | NO
PG9L3DUA | Mobern Lighting Co | Mobern Lighting | HBIA48-LED104DMVFR40(all options except WG) | Indoor Luminaires | High-Bay | High-Bay Luminaires for Commercial and Industrial Buildings |  | standard | NO | [10 empty] | 2018-10-01 | Dimmable | Continuous Below 10 | YES |  | XXXCQH | [25 empty] | 4.4 | 12570 | 124.313 | 101.1 | 15.1 | 0.945 | 4000 | 84 |  |  |  | NO | NO | NO | [8 empty] | 2018-11-02 | NO | NO | NO | [6 empty] | AC | [7 empty] | NO
PVB0JTRS | Mobern Lighting Co | Mobern Lighting | HBIA48-LED104DMVFR50(all options except WG) | Indoor Luminaires | High-Bay | High-Bay Luminaires for Commercial and Industrial Buildings |  | standard | NO | [10 empty] | 2018-10-01 | Dimmable | Continuous Below 10 | YES |  | XXXCQH | [25 empty] | 4.4 | 12695 | 125.559 | 101.1 | 15.1 | 0.945 | 5000 | 84 |  |  |  | NO | NO | NO | [8 empty] | 2018-11-02 | NO | NO | NO | [6 empty] | AC | [7 empty] | NO
PTDXY145 | Mobern Lighting Co | Mobern Lighting | HBIA48-LED132DHV35(all options except WG) | Indoor Luminaires | High-Bay | High-Bay Luminaires for Commercial and Industrial Buildings |  | Premium | NO | [10 empty] | 2018-10-01 | Dimmable | Continuous Below 10 | YES |  | XXXCQH | [25 empty] | 4.4 | 19395 | 145.827 | 133 | 13.9 | 0.926 | 3500 | 84 |  |  |  | NO | NO | NO | [8 empty] | 2018-11-02 | NO | NO | NO | [6 empty] | AC | [7 empty] | NO
PBHWMPU2 | Mobern Lighting Co | Mobern Lighting | HBIA48-LED132DHV40(all options except WG) | Indoor Luminaires | High-Bay | High-Bay Luminaires for Commercial and Industrial Buildings |  | Premium | NO | [10 empty] | 2018-10-01 | Dimmable | Continuous Below 10 | YES |  | XXXCQH | [25 empty] | 4.4 | 19990 | 150.301 | 133 | 13.9 | 0.926 | 4000 | 84 |  |  |  | NO | NO | NO | [8 empty] | 2018-11-02 | NO | NO | NO | [6 empty] | AC | [7 empty] | NO
PR1SOSGN | Mobern Lighting Co | Mobern Lighting | HBIA48-LED132DHV50(all options except WG) | Indoor Luminaires | High-Bay | High-Bay Luminaires for Commercial and Industrial Buildings |  | Premium | NO | [10 empty] | 2018-10-01 | Dimmable | Continuous Below 10 | YES |  | XXXCQH | [25 empty] | 4.4 | 20190 | 151.805 | 133 | 13.9 | 0.926 | 5000 | 84 |  |  |  | NO | NO | NO | [8 empty] | 2018-11-02 | NO | NO | NO | [6 empty] | AC | [7 empty] | NO
P0NMZ03P | Mobern Lighting Co | Mobern Lighting | HBIA48-LED132DHVFR35(all options except WG) | Indoor Luminaires | High-Bay | High-Bay Luminaires for Commercial and Industrial Buildings |  | standard | NO | [10 empty] | 2018-10-01 | Dimmable | Continuous Below 10 | YES |  | XXXCQH | [25 empty] | 4.4 | 16130 | 121.271 | 133 | 13.9 | 0.926 | 3500 | 84 |  |  |  | NO | NO | NO | [8 empty] | 2018-11-02 | NO | NO | NO | [6 empty] | AC | [7 empty] | NO
PINPWL9V | Mobern Lighting Co | Mobern Lighting | HBIA48-LED132DHVFR40(all options except WG) | Indoor Luminaires | High-Bay | High-Bay Luminaires for Commercial and Industrial Buildings |  | standard | NO | [10 empty] | 2018-10-01 | Dimmable | Continuous Below 10 | YES |  | XXXCQH | [25 empty] | 4.4 | 16630 | 125.023 | 133 | 13.9 | 0.926 | 4000 | 84 |  |  |  | NO | NO | NO | [8 empty] | 2018-11-02 | NO | NO | NO | [6 empty] | AC | [7 empty] | NO
PD4G5Y8P | Mobern Lighting Co | Mobern Lighting | HBIA48-LED132DHVFR50(all options except WG) | Indoor Luminaires | High-Bay | High-Bay Luminaires for Commercial and Industrial Buildings |  | Premium | NO | [10 empty] | 2018-10-01 | Dimmable | Continuous Below 10 | YES |  | XXXCQH | [25 empty] | 4.4 | 16795 | 126.271 | 133 | 13.9 | 0.926 | 5000 | 84 |  |  |  | NO | NO | NO | [8 empty] | 2018-11-02 | NO | NO | NO | [6 empty] | AC | [7 empty] | NO
PBXV23QQ | Mobern Lighting Co | Mobern Lighting | HBIA48-LED132DMV35(all options except WG) | Indoor Luminaires | High-Bay | High-Bay Luminaires for Commercial and Industrial Buildings |  | Premium | NO | [10 empty] | 2018-10-01 | Dimmable | Continuous Below 10 | YES |  | XXXCQH | [25 empty] | 4.4 | 18445 | 139.735 | 132 | 8.16 | 0.967 | 3500 | 84 |  |  |  | NO | NO | NO | [8 empty] | 2018-11-02 | NO | NO | NO | [6 empty] | AC | [7 empty] | NO
PJMPQE5E | Mobern Lighting Co | Mobern Lighting | HBIA48-LED132DMV40(all options except WG) | Indoor Luminaires | High-Bay | High-Bay Luminaires for Commercial and Industrial Buildings |  | Premium | NO | [10 empty] | 2018-10-01 | Dimmable | Continuous Below 10 | YES |  | XXXCQH | [25 empty] | 4.4 | 19015 | 144.053 | 132 | 8.16 | 0.967 | 4000 | 84 |  |  |  | NO | NO | NO | [8 empty] | 2018-11-02 | NO | NO | NO | [6 empty] | AC | [7 empty] | NO
PXVJRSNO | Mobern Lighting Co | Mobern Lighting | HBIA48-LED132DMV50(all options except WG) | Indoor Luminaires | High-Bay | High-Bay Luminaires for Commercial and Industrial Buildings |  | Premium | NO | [10 empty] | 2018-10-01 | Dimmable | Continuous Below 10 | YES |  | XXXCQH | [25 empty] | 4.4 | 19205 | 145.492 | 132 | 8.16 | 0.967 | 5000 | 84 |  |  |  | NO | NO | NO | [8 empty] | 2018-11-02 | NO | NO | NO | [6 empty] | AC | [7 empty] | NO
PHRBK5GH | Mobern Lighting Co | Mobern Lighting | HBIA48-LED132DMVFR35(all options except WG) | Indoor Luminaires | High-Bay | High-Bay Luminaires for Commercial and Industrial Buildings |  | standard | NO | [10 empty] | 2018-10-01 | Dimmable | Continuous Below 10 | YES |  | XXXCQH | [25 empty] | 4.4 | 15485 | 117.326 | 132 | 15 | 0.945 | 3500 | 84 |  |  |  | NO | NO | NO | [8 empty] | 2018-11-02 | NO | NO | NO | [6 empty] | AC | [7 empty] | NO
PNQH3AXP | Mobern Lighting Co | Mobern Lighting | HBIA48-LED132DMVFR40(all options except WG) | Indoor Luminaires | High-Bay | High-Bay Luminaires for Commercial and Industrial Buildings |  | standard | NO | [10 empty] | 2018-10-01 | Dimmable | Continuous Below 10 | YES |  | XXXCQH | [25 empty] | 4.4 | 15965 | 120.955 | 132 | 15 | 0.945 | 4000 | 84 |  |  |  | NO | NO | NO | [8 empty] | 2018-11-02 | NO | NO | NO | [6 empty] | AC | [7 empty] | NO
P4VXVMP8 | Mobern Lighting Co | Mobern Lighting | HBIA48-LED132DMVFR50(all options except WG) | Indoor Luminaires | High-Bay | High-Bay Luminaires for Commercial and Industrial Buildings |  | standard | NO | [10 empty] | 2018-10-01 | Dimmable | Continuous Below 10 | YES |  | XXXCQH | [25 empty] | 4.4 | 16125 | 122.167 | 132 | 15 | 0.945 | 5000 | 84 |  |  |  | NO | NO | NO | [8 empty] | 2018-11-02 | NO | NO | NO | [6 empty] | AC | [7 empty] | NO
P87T116H | Mobern Lighting Co | Mobern Lighting | HBIA48-LED175DHV35(all options except WG) | Indoor Luminaires | High-Bay | High-Bay Luminaires for Commercial and Industrial Buildings |  | Premium | NO | [10 empty] | 2018-10-01 | Dimmable | Continuous Below 10 | YES |  | XXXCQH | [25 empty] | 4.4 | 23285 | 133.063 | 175 | 13 | 0.952 | 3500 | 84 |  |  |  | NO | NO | NO | [8 empty] | 2018-11-02 | NO | NO | NO | [6 empty] | AC | [7 empty] | NO
P1W9QATY | Mobern Lighting Co | Mobern Lighting | HBIA48-LED175DHV40(all options except WG) | Indoor Luminaires | High-Bay | High-Bay Luminaires for Commercial and Industrial Buildings |  | Premium | NO | [10 empty] | 2018-10-01 | Dimmable | Continuous Below 10 | YES |  | XXXCQH | [25 empty] | 4.4 | 24005 | 137.177 | 175 | 13 | 0.952 | 4000 | 84 |  |  |  | NO | NO | NO | [8 empty] | 2018-11-02 | NO | NO | NO | [6 empty] | AC | [7 empty] | NO
P4KLHLZK | Mobern Lighting Co | Mobern Lighting | HBIA48-LED175DHV50(all options except WG) | Indoor Luminaires | High-Bay | High-Bay Luminaires for Commercial and Industrial Buildings |  | Premium | NO | [10 empty] | 2018-10-01 | Dimmable | Continuous Below 10 | YES |  | XXXCQH | [25 empty] | 4.4 | 24245 | 138.543 | 175 | 13 | 0.952 | 5000 | 84 |  |  |  | NO | NO | NO | [8 empty] | 2018-11-02 | NO | NO | NO | [6 empty] | AC | [7 empty] | NO
P3M0YW10 | Mobern Lighting Co | Mobern Lighting | HBIA48-LED175DHVFR35(all options except WG) | Indoor Luminaires | High-Bay | High-Bay Luminaires for Commercial and Industrial Buildings |  | standard | NO | [10 empty] | 2018-10-01 | Dimmable | Continuous Below 10 | YES |  | XXXCQH | [25 empty] | 4.4 | 20265 | 115.794 | 175 | 13 | 0.952 | 3500 | 84 |  |  |  | NO | NO | NO | [8 empty] | 2018-11-02 | NO | NO | NO | [6 empty] | AC | [7 empty] | NO
PFR7HYGW | Mobern Lighting Co | Mobern Lighting | HBIA48-LED175DHVFR40(all options except WG) | Indoor Luminaires | High-Bay | High-Bay Luminaires for Commercial and Industrial Buildings |  | standard | NO | [10 empty] | 2018-10-01 | Dimmable | Continuous Below 10 | YES |  | XXXCQH | [25 empty] | 4.4 | 20890 | 119.377 | 175 | 13 | 0.952 | 4000 | 84 |  |  |  | NO | NO | NO | [8 empty] | 2018-11-02 | NO | NO | NO | [6 empty] | AC | [7 empty] | NO
PQ61OP2L | Mobern Lighting Co | Mobern Lighting | HBIA48-LED175DHVFR50(all options except WG) | Indoor Luminaires | High-Bay | High-Bay Luminaires for Commercial and Industrial Buildings |  | standard | NO | [10 empty] | 2018-10-01 | Dimmable | Continuous Below 10 | YES |  | XXXCQH | [25 empty] | 4.4 | 21100 | 120.571 | 175 | 13 | 0.952 | 5000 | 84 |  |  |  | NO | NO | NO | [8 empty] | 2018-11-02 | NO | NO | NO | [6 empty] | AC | [7 empty] | NO
PJO7Z2BC | Mobern Lighting Co | Mobern Lighting | HBIA48-LED175DMV35(all options except WG) | Indoor Luminaires | High-Bay | High-Bay Luminaires for Commercial and Industrial Buildings |  | Premium | NO | [10 empty] | 2018-10-01 | Dimmable | Continuous Below 10 | YES |  | XXXCQH | [25 empty] | 4.4 | 23275 | 133.006 | 175 | 15 | 0.945 | 3500 | 84 |  |  |  | NO | NO | NO | [8 empty] | 2018-11-02 | NO | NO | NO | [6 empty] | AC | [7 empty] | NO
PNOYMHRS | Mobern Lighting Co | Mobern Lighting | HBIA48-LED175DMV40(all options except WG) | Indoor Luminaires | High-Bay | High-Bay Luminaires for Commercial and Industrial Buildings |  | Premium | NO | [10 empty] | 2018-10-01 | Dimmable | Continuous Below 10 | YES |  | XXXCQH | [25 empty] | 4.4 | 23995 | 137.114 | 175 | 15 | 0.945 | 4000 | 84 |  |  |  | NO | NO | NO | [8 empty] | 2018-11-02 | NO | NO | NO | [6 empty] | AC | [7 empty] | NO
PKSGTS7R | Mobern Lighting Co | Mobern Lighting | HBIA48-LED175DMV50(all options except WG) | Indoor Luminaires | High-Bay | High-Bay Luminaires for Commercial and Industrial Buildings |  | Premium | NO | [10 empty] | 2018-10-01 | Dimmable | Continuous Below 10 | YES |  | XXXCQH | [25 empty] | 4.4 | 24235 | 138.486 | 175 | 15 | 0.945 | 5000 | 84 |  |  |  | NO | NO | NO | [8 empty] | 2018-11-02 | NO | NO | NO | [6 empty] | AC | [7 empty] | NO
P0TOPM1C | Mobern Lighting Co | Mobern Lighting | HBIA48-LED175DMVFR35(all options except WG) | Indoor Luminaires | High-Bay | High-Bay Luminaires for Commercial and Industrial Buildings |  | standard | NO | [10 empty] | 2018-10-01 | Dimmable | Continuous Below 10 | YES |  | XXXCQH | [25 empty] | 4.4 | 19555 | 111.731 | 175 | 15 | 0.945 | 3500 | 84 |  |  |  | NO | NO | NO | [8 empty] | 2018-11-02 | NO | NO | NO | [6 empty] | AC | [7 empty] | NO
P4D5O198 | Mobern Lighting Co | Mobern Lighting | HBIA48-LED175DMVFR40(all options except WG) | Indoor Luminaires | High-Bay | High-Bay Luminaires for Commercial and Industrial Buildings |  | standard | NO | [10 empty] | 2018-10-01 | Dimmable | Continuous Below 10 | YES |  | XXXCQH | [25 empty] | 4.4 | 20160 | 115.189 | 175 | 15 | 0.945 | 4000 | 84 |  |  |  | NO | NO | NO | [8 empty] | 2018-11-02 | NO | NO | NO | [6 empty] | AC | [7 empty] | NO
PZI7H4ET | Mobern Lighting Co | Mobern Lighting | HBIA48-LED175DMVFR50(all options except WG) | Indoor Luminaires | High-Bay | High-Bay Luminaires for Commercial and Industrial Buildings |  | standard | YES |  | 22085.5 | 123.7 | 178.6 | 5.6 | 0.998 | 5164 | 84 | 5 | 50000 | 2018-10-01 | Dimmable | Continuous Below 10 | YES |  | XXXCQH | [12 empty] | 46.6 | [12 empty] | 4.4 | 20360 | 116.337 | 175 | 15 | 0.945 | 5000 | 84 |  |  |  | NO | NO | NO | [8 empty] | 2018-11-02 | NO | NO | NO | [6 empty] | AC | [7 empty] | NO
PXWRMGDF | Mobern Lighting Co | Mobern Lighting | HBIA48-LED215DHV35(all options except WG) | Indoor Luminaires | High-Bay | High-Bay Luminaires for Commercial and Industrial Buildings |  | Premium | NO | [10 empty] | 2018-10-01 | Dimmable | Continuous Below 10 | YES |  | XXXCQH | [25 empty] | 4.4 | 32320 | 150.335 | 215 | 16.1 | 0.898 | 3500 | 84 |  |  |  | NO | NO | NO | [8 empty] | 2018-11-02 | NO | NO | NO | [6 empty] | AC | [7 empty] | NO
P7Q24BMP | Mobern Lighting Co | Mobern Lighting | HBIA48-LED215DHV40(all options except WG) | Indoor Luminaires | High-Bay | High-Bay Luminaires for Commercial and Industrial Buildings |  | Premium | NO | [10 empty] | 2018-10-01 | Dimmable | Continuous Below 10 | YES |  | XXXCQH | [25 empty] | 4.4 | 33320 | 154.986 | 215 | 16.1 | 0.898 | 4000 | 84 |  |  |  | NO | NO | NO | [8 empty] | 2018-11-02 | NO | NO | NO | [6 empty] | AC | [7 empty] | NO
P1RQLL9Z | Mobern Lighting Co | Mobern Lighting | HBIA48-LED215DHV50(all options except WG) | Indoor Luminaires | High-Bay | High-Bay Luminaires for Commercial and Industrial Buildings |  | Premium | NO | [10 empty] | 2018-10-01 | Dimmable | Continuous Below 10 | YES |  | XXXCQH | [25 empty] | 4.4 | 33655 | 156.535 | 215 | 16.1 | 0.898 | 5000 | 84 |  |  |  | NO | NO | NO | [8 empty] | 2018-11-02 | NO | NO | NO | [6 empty] | AC | [7 empty] | NO
PRSUCE6X | Mobern Lighting Co | Mobern Lighting | HBIA48-LED215DHVFR35(all options except WG) | Indoor Luminaires | High-Bay | High-Bay Luminaires for Commercial and Industrial Buildings |  | standard | NO | [10 empty] | 2018-10-01 | Dimmable | Continuous Below 10 | YES |  | XXXCQH | [25 empty] | 4.4 | 26900 | 125.107 | 215 | 16.1 | 0.898 | 3500 | 84 |  |  |  | NO | NO | NO | [8 empty] | 2018-11-02 | NO | NO | NO | [6 empty] | AC | [7 empty] | NO
PTQ65VXY | Mobern Lighting Co | Mobern Lighting | HBIA48-LED215DHVFR40(all options except WG) | Indoor Luminaires | High-Bay | High-Bay Luminaires for Commercial and Industrial Buildings |  | Premium | NO | [10 empty] | 2018-10-01 | Dimmable | Continuous Below 10 | YES |  | XXXCQH | [25 empty] | 4.4 | 27730 | 128.977 | 215 | 16.1 | 0.898 | 4000 | 84 |  |  |  | NO | NO | NO | [8 empty] | 2018-11-02 | NO | NO | NO | [6 empty] | AC | [7 empty] | NO
P5ZSLTQX | Mobern Lighting Co | Mobern Lighting | HBIA48-LED215DHVFR50(all options except WG) | Indoor Luminaires | High-Bay | High-Bay Luminaires for Commercial and Industrial Buildings |  | Premium | NO | [10 empty] | 2018-10-01 | Dimmable | Continuous Below 10 | YES |  | XXXCQH | [25 empty] | 4.4 | 28010 | 130.27 | 215 | 16.1 | 0.898 | 5000 | 84 |  |  |  | NO | NO | NO | [8 empty] | 2018-11-02 | NO | NO | NO | [6 empty] | AC | [7 empty] | NO
PWJ0R925 | Mobern Lighting Co | Mobern Lighting | HBIA48-LED215DMV35(all options except WG) | Indoor Luminaires | High-Bay | High-Bay Luminaires for Commercial and Industrial Buildings |  | Premium | NO | [10 empty] | 2018-10-01 | Dimmable | Continuous Below 10 | YES |  | XXXCQH | [25 empty] | 4.4 | 30890 | 143.679 | 215 | 15 | 0.945 | 3500 | 84 |  |  |  | NO | NO | NO | [8 empty] | 2018-11-02 | NO | NO | NO | [6 empty] | AC | [7 empty] | NO
P6DX6PZ1 | Mobern Lighting Co | Mobern Lighting | HBIA48-LED215DMV40(all options except WG) | Indoor Luminaires | High-Bay | High-Bay Luminaires for Commercial and Industrial Buildings |  | Premium | NO | [10 empty] | 2018-10-01 | Dimmable | Continuous Below 10 | YES |  | XXXCQH | [25 empty] | 4.4 | 31845 | 148.126 | 215 | 15 | 0.945 | 4000 | 84 |  |  |  | NO | NO | NO | [8 empty] | 2018-11-02 | NO | NO | NO | [6 empty] | AC | [7 empty] | NO
P02TTPYO | Mobern Lighting Co | Mobern Lighting | HBIA48-LED215DMV50(all options except WG) | Indoor Luminaires | High-Bay | High-Bay Luminaires for Commercial and Industrial Buildings |  | Premium | NO | [10 empty] | 2018-10-01 | Dimmable | Continuous Below 10 | YES |  | XXXCQH | [25 empty] | 4.4 | 32165 | 149.605 | 215 | 15 | 0.945 | 5000 | 84 |  |  |  | NO | NO | NO | [8 empty] | 2018-11-02 | NO | NO | NO | [6 empty] | AC | [7 empty] | NO
PZ7OJF0T | Mobern Lighting Co | Mobern Lighting | HBIA48-LED215DMVFR35(all options except WG) | Indoor Luminaires | High-Bay | High-Bay Luminaires for Commercial and Industrial Buildings |  | standard | NO | [10 empty] | 2018-10-01 | Dimmable | Continuous Below 10 | YES |  | XXXCQH | [25 empty] | 4.4 | 26035 | 121.098 | 215 | 15 | 0.945 | 3500 | 84 |  |  |  | NO | NO | NO | [8 empty] | 2018-11-02 | NO | NO | NO | [6 empty] | AC | [7 empty] | NO
PFASFKL6 | Mobern Lighting Co | Mobern Lighting | HBIA48-LED215DMVFR40(all options except WG) | Indoor Luminaires | High-Bay | High-Bay Luminaires for Commercial and Industrial Buildings |  | standard | NO | [10 empty] | 2018-10-01 | Dimmable | Continuous Below 10 | YES |  | XXXCQH | [25 empty] | 4.4 | 26840 | 124.847 | 215 | 15 | 0.945 | 4000 | 84 |  |  |  | NO | NO | NO | [8 empty] | 2018-11-02 | NO | NO | NO | [6 empty] | AC | [7 empty] | NO
PR3HXXI9 | Mobern Lighting Co | Mobern Lighting | HBIA48-LED215DMVFR50(all options except WG) | Indoor Luminaires | High-Bay | High-Bay Luminaires for Commercial and Industrial Buildings |  | standard | NO | [10 empty] | 2018-10-01 | Dimmable | Continuous Below 10 | YES |  | XXXCQH | [25 empty] | 4.4 | 27110 | 126.093 | 215 | 15 | 0.945 | 5000 | 84 |  |  |  | NO | NO | NO | [8 empty] | 2018-11-02 | NO | NO | NO | [6 empty] | AC | [7 empty] | NO
P7PD1Z4G | Mobern Lighting Co | Mobern Lighting | HBIA48-LED280DHV35(all options except WG) | Indoor Luminaires | High-Bay | High-Bay Luminaires for Commercial and Industrial Buildings |  | Premium | NO | [10 empty] | 2018-10-01 | Dimmable | Continuous Below 10 | YES |  | XXXCQH | [25 empty] | 4.4 | 38875 | 138.836 | 280 | 16.1 | 0.898 | 3500 | 84 |  |  |  | NO | NO | NO | [8 empty] | 2018-11-02 | NO | NO | NO | [6 empty] | AC | [7 empty] | NO
PYGCGST3 | Mobern Lighting Co | Mobern Lighting | HBIA48-LED280DHV40(all options except WG) | Indoor Luminaires | High-Bay | High-Bay Luminaires for Commercial and Industrial Buildings |  | Premium | NO | [10 empty] | 2018-10-01 | Dimmable | Continuous Below 10 | YES |  | XXXCQH | [25 empty] | 4.4 | 40075 | 143.132 | 280 | 16.1 | 0.898 | 4000 | 84 |  |  |  | NO | NO | NO | [8 empty] | 2018-11-02 | NO | NO | NO | [6 empty] | AC | [7 empty] | NO
PG6RDF1T | Mobern Lighting Co | Mobern Lighting | HBIA48-LED280DHV50(all options except WG) | Indoor Luminaires | High-Bay | High-Bay Luminaires for Commercial and Industrial Buildings |  | Premium | NO | [10 empty] | 2018-10-01 | Dimmable | Continuous Below 10 | YES |  | XXXCQH | [25 empty] | 4.4 | 40475 | 144.561 | 280 | 16.1 | 0.898 | 5000 | 84 |  |  |  | NO | NO | NO | [8 empty] | 2018-11-02 | NO | NO | NO | [6 empty] | AC | [7 empty] | NO
PX2KDRB8 | Mobern Lighting Co | Mobern Lighting | HBIA48-LED280DHVFR35(all options except WG) | Indoor Luminaires | High-Bay | High-Bay Luminaires for Commercial and Industrial Buildings |  | standard | NO | [10 empty] | 2018-10-01 | Dimmable | Continuous Below 10 | YES |  | XXXCQH | [25 empty] | 4.4 | 33850 | 120.889 | 280 | 16.1 | 0.898 | 3500 | 84 |  |  |  | NO | NO | NO | [8 empty] | 2018-11-02 | NO | NO | NO | [6 empty] | AC | [7 empty] | NO
PZW65HDB | Mobern Lighting Co | Mobern Lighting | HBIA48-LED280DHVFR40(all options except WG) | Indoor Luminaires | High-Bay | High-Bay Luminaires for Commercial and Industrial Buildings |  | standard | NO | [10 empty] | 2018-10-01 | Dimmable | Continuous Below 10 | YES |  | XXXCQH | [25 empty] | 4.4 | 34900 | 124.629 | 280 | 16.1 | 0.898 | 4000 | 84 |  |  |  | NO | NO | NO | [8 empty] | 2018-11-02 | NO | NO | NO | [6 empty] | AC | [7 empty] | NO
PLAPHNEO | Mobern Lighting Co | Mobern Lighting | HBIA48-LED280DHVFR50(all options except WG) | Indoor Luminaires | High-Bay | High-Bay Luminaires for Commercial and Industrial Buildings |  | standard | NO | [10 empty] | 2018-10-01 | Dimmable | Continuous Below 10 | YES |  | XXXCQH | [25 empty] | 4.4 | 35245 | 125.875 | 280 | 16.1 | 0.898 | 5000 | 84 |  |  |  | NO | NO | NO | [8 empty] | 2018-11-02 | NO | NO | NO | [6 empty] | AC | [7 empty] | NO
P7YRJWNP | Mobern Lighting Co | Mobern Lighting | HBIA48-LED280DMV35(all options except WG) | Indoor Luminaires | High-Bay | High-Bay Luminaires for Commercial and Industrial Buildings |  | Premium | NO | [10 empty] | 2018-10-01 | Dimmable | Continuous Below 10 | YES |  | XXXCQH | [25 empty] | 4.4 | 38875 | 138.836 | 280 | 15 | 0.945 | 3500 | 84 |  |  |  | NO | NO | NO | [8 empty] | 2018-11-02 | NO | NO | NO | [6 empty] | AC | [7 empty] | NO
PE7FELE0 | Mobern Lighting Co | Mobern Lighting | HBIA48-LED280DMV40(all options except WG) | Indoor Luminaires | High-Bay | High-Bay Luminaires for Commercial and Industrial Buildings |  | Premium | NO | [10 empty] | 2018-10-01 | Dimmable | Continuous Below 10 | YES |  | XXXCQH | [25 empty] | 4.4 | 40075 | 143.132 | 280 | 15 | 0.945 | 4000 | 84 |  |  |  | NO | NO | NO | [8 empty] | 2018-11-02 | NO | NO | NO | [6 empty] | AC | [7 empty] | NO
PIV5Y77I | Mobern Lighting Co | Mobern Lighting | HBIA48-LED280DMV50(all options except WG) | Indoor Luminaires | High-Bay | High-Bay Luminaires for Commercial and Industrial Buildings |  | Premium | NO | [10 empty] | 2018-10-01 | Dimmable | Continuous Below 10 | YES |  | XXXCQH | [25 empty] | 4.4 | 40475 | 144.561 | 280 | 15 | 0.945 | 5000 | 84 |  |  |  | NO | NO | NO | [8 empty] | 2018-11-02 | NO | NO | NO | [6 empty] | AC | [7 empty] | NO
PWF13USY | Mobern Lighting Co | Mobern Lighting | HBIA48-LED280DMVFR35(all options except WG) | Indoor Luminaires | High-Bay | High-Bay Luminaires for Commercial and Industrial Buildings |  | standard | NO | [10 empty] | 2018-10-01 | Dimmable | Continuous Below 10 | YES |  | XXXCQH | [25 empty] | 4.4 | 32645 | 116.582 | 280 | 15 | 0.945 | 3500 | 84 |  |  |  | NO | NO | NO | [8 empty] | 2018-11-02 | NO | NO | NO | [6 empty] | AC | [7 empty] | NO
PE14YC11 | Mobern Lighting Co | Mobern Lighting | HBIA48-LED280DMVFR40(all options except WG) | Indoor Luminaires | High-Bay | High-Bay Luminaires for Commercial and Industrial Buildings |  | standard | NO | [10 empty] | 2018-10-01 | Dimmable | Continuous Below 10 | YES |  | XXXCQH | [25 empty] | 4.4 | 33650 | 120.186 | 280 | 15 | 0.945 | 4000 | 84 |  |  |  | NO | NO | NO | [8 empty] | 2018-11-02 | NO | NO | NO | [6 empty] | AC | [7 empty] | NO
P7JEA474 | Mobern Lighting Co | Mobern Lighting | HBIA48-LED280DMVFR50(all options except WG) | Indoor Luminaires | High-Bay | High-Bay Luminaires for Commercial and Industrial Buildings |  | standard | NO | [10 empty] | 2018-10-01 | Dimmable | Continuous Below 10 | YES |  | XXXCQH | [25 empty] | 4.4 | 33990 | 121.389 | 280 | 15 | 0.945 | 5000 | 84 |  |  |  | NO | NO | NO | [8 empty] | 2018-11-02 | NO | NO | NO | [6 empty] | AC | [7 empty] | NO
PBHMWMPV | Mobern Lighting Co | Mobern Lighting | HBIA48-LED355DHV35(all options except WG) | Indoor Luminaires | High-Bay | High-Bay Luminaires for Commercial and Industrial Buildings |  | Premium | NO | [10 empty] | 2018-10-01 | Dimmable | Continuous Below 10 | YES |  | XXXCQH | [25 empty] | 4.4 | 46970 | 132.99 | 353.2 | 16.1 | 0.898 | 3500 | 84 |  |  |  | NO | NO | NO | [8 empty] | 2018-11-02 | NO | NO | NO | [6 empty] | AC | [7 empty] | NO
P7WQR9IV | Mobern Lighting Co | Mobern Lighting | HBIA48-LED355DHV40(all options except WG) | Indoor Luminaires | High-Bay | High-Bay Luminaires for Commercial and Industrial Buildings |  | Premium | NO | [10 empty] | 2018-10-01 | Dimmable | Continuous Below 10 | YES |  | XXXCQH | [25 empty] | 4.4 | 48425 | 137.104 | 353.2 | 16.1 | 0.898 | 4000 | 84 |  |  |  | NO | NO | NO | [8 empty] | 2018-11-02 | NO | NO | NO | [6 empty] | AC | [7 empty] | NO
P5NYHED4 | Mobern Lighting Co | Mobern Lighting | HBIA48-LED355DHV50(all options except WG) | Indoor Luminaires | High-Bay | High-Bay Luminaires for Commercial and Industrial Buildings |  | Premium | NO | [10 empty] | 2018-10-01 | Dimmable | Continuous Below 10 | YES |  | XXXCQH | [25 empty] | 4.4 | 48910 | 138.474 | 353.2 | 16.1 | 0.898 | 5000 | 84 |  |  |  | NO | NO | NO | [8 empty] | 2018-11-02 | NO | NO | NO | [6 empty] | AC | [7 empty] | NO
PPPZ7KYN | Mobern Lighting Co | Mobern Lighting | HBIA48-LED355DHVFR35(all options except WG) | Indoor Luminaires | High-Bay | High-Bay Luminaires for Commercial and Industrial Buildings |  | standard | YES |  | 38840 | 110.1 | 352.7 | 5.8 | 0.998 | 3510 | 84 | 5 | 50000 | 2018-10-01 | Dimmable | Continuous Below 10 | YES |  | XXXCQH | [12 empty] | 46.6 | [12 empty] | 4.4 | 38175 | 108.295 | 352.5 | 16.1 | 0.898 | 3500 | 84 |  |  |  | NO | NO | NO | [8 empty] | 2018-11-02 | NO | NO | NO | [6 empty] | AC | [7 empty] | NO
P6M7WDIV | Mobern Lighting Co | Mobern Lighting | HBIA48-LED355DHVFR40(all options except WG) | Indoor Luminaires | High-Bay | High-Bay Luminaires for Commercial and Industrial Buildings |  | standard | NO | [10 empty] | 2018-10-01 | Dimmable | Continuous Below 10 | YES |  | XXXCQH | [25 empty] | 4.4 | 39355 | 111.643 | 352.5 | 16.1 | 0.898 | 4000 | 84 |  |  |  | NO | NO | NO | [8 empty] | 2018-11-02 | NO | NO | NO | [6 empty] | AC | [7 empty] | NO
P863206P | Mobern Lighting Co | Mobern Lighting | HBIA48-LED355DHVFR50(all options except WG) | Indoor Luminaires | High-Bay | High-Bay Luminaires for Commercial and Industrial Buildings |  | standard | NO | [10 empty] | 2018-10-01 | Dimmable | Continuous Below 10 | YES |  | XXXCQH | [25 empty] | 4.4 | 39750 | 112.76 | 352.5 | 16.1 | 0.898 | 5000 | 84 |  |  |  | NO | NO | NO | [8 empty] | 2018-11-02 | NO | NO | NO | [6 empty] | AC | [7 empty] | NO
PX34TSI8 | Mobern Lighting Co | Mobern Lighting | HBIA48-LED355DMV35(all options except WG) | Indoor Luminaires | High-Bay | High-Bay Luminaires for Commercial and Industrial Buildings |  | Premium | NO | [10 empty] | 2018-10-01 | Dimmable | Continuous Below 10 | YES |  | XXXCQH | [25 empty] | 4.4 | 46970 | 132.915 | 353.4 | 15 | 0.945 | 3500 | 84 |  |  |  | NO | NO | NO | [8 empty] | 2018-11-02 | NO | NO | NO | [6 empty] | AC | [7 empty] | NO
PBUAX6AD | Mobern Lighting Co | Mobern Lighting | HBIA48-LED355DMV40(all options except WG) | Indoor Luminaires | High-Bay | High-Bay Luminaires for Commercial and Industrial Buildings |  | Premium | NO | [10 empty] | 2018-10-01 | Dimmable | Continuous Below 10 | YES |  | XXXCQH | [25 empty] | 4.4 | 48425 | 137.026 | 353.4 | 15 | 0.945 | 4000 | 84 |  |  |  | NO | NO | NO | [8 empty] | 2018-11-02 | NO | NO | NO | [6 empty] | AC | [7 empty] | NO
PCU0CHG0 | Mobern Lighting Co | Mobern Lighting | HBIA48-LED355DMV50(all options except WG) | Indoor Luminaires | High-Bay | High-Bay Luminaires for Commercial and Industrial Buildings |  | Premium | NO | [10 empty] | 2018-10-01 | Dimmable | Continuous Below 10 | YES |  | XXXCQH | [25 empty] | 4.4 | 48910 | 138.396 | 353.4 | 15 | 0.945 | 5000 | 84 |  |  |  | NO | NO | NO | [8 empty] | 2018-11-02 | NO | NO | NO | [6 empty] | AC | [7 empty] | NO
PRLT27U2 | Mobern Lighting Co | Mobern Lighting | HBIA48-LED355DMVFR35(all options except WG) | Indoor Luminaires | High-Bay | High-Bay Luminaires for Commercial and Industrial Buildings |  | standard | NO | [10 empty] | 2018-10-01 | Dimmable | Continuous Below 10 | YES |  | XXXCQH | [25 empty] | 4.4 | 38840 | 110.122 | 352.7 | 15 | 0.945 | 3500 | 84 |  |  |  | NO | NO | NO | [8 empty] | 2018-11-02 | NO | NO | NO | [6 empty] | AC | [7 empty] | NO
PRKUK599 | Mobern Lighting Co | Mobern Lighting | HBIA48-LED355DMVFR40(all options except WG) | Indoor Luminaires | High-Bay | High-Bay Luminaires for Commercial and Industrial Buildings |  | standard | NO | [10 empty] | 2018-10-01 | Dimmable | Continuous Below 10 | YES |  | XXXCQH | [25 empty] | 4.4 | 40040 | 113.53 | 352.7 | 15 | 0.945 | 4000 | 84 |  |  |  | NO | NO | NO | [8 empty] | 2018-11-02 | NO | NO | NO | [6 empty] | AC | [7 empty] | NO
PMU4GO9Y | Mobern Lighting Co | Mobern Lighting | HBIA48-LED355DMVFR50(all options except WG) | Indoor Luminaires | High-Bay | High-Bay Luminaires for Commercial and Industrial Buildings |  | standard | NO | [10 empty] | 2018-10-01 | Dimmable | Continuous Below 10 | YES |  | XXXCQH | [25 empty] | 4.4 | 40445 | 114.667 | 352.7 | 15 | 0.945 | 5000 | 84 |  |  |  | NO | NO | NO | [8 empty] | 2018-11-02 | NO | NO | NO | [6 empty] | AC | [7 empty] | NO
PCT6HST9 | Mobern Lighting Co | Mobern Lighting | HBP24-LED105DMVFR40 | Indoor Luminaires | High-Bay | High-Bay Luminaires for Commercial and Industrial Buildings |  | Premium | YES |  | 13976 | 130.37 | 107.2 | 7.92 | 0.9605 | 4014 | 83.3 | 5 | 50000 | 2016-12-27 | Dimmable | Continuous Below 10 | NO |  | VAVVYD | [12 empty] | 53.4 | [12 empty] | 4.4 | 13976 | 130.37 | 107.2 | 7.92 | 0.96 | 4000 | 83.3 |  |  |  | NO | NO | NO | 2018-05-02 | 4.3 |  | Premium |  |  |  |  | 2018-11-02 | NO | NO | NO | [6 empty] | AC | [7 empty] | NO
P1GP2MH9 | Mobern Lighting Co | Mobern Lighting | HBP24-LED105DMVFR50 | Indoor Luminaires | High-Bay | High-Bay Luminaires for Commercial and Industrial Buildings |  | Premium | NO | [10 empty] | 2016-12-27 | Dimmable | Continuous Below 10 | NO |  | VAVVYD | [25 empty] | 4.4 | 14131 | 131.21 | 107.7 | 7.97 | 0.96 | 5000 | 82 |  |  |  | NO | NO | NO | 2018-05-02 | 4.3 |  | Premium |  |  |  |  | 2018-11-02 | NO | NO | NO | [6 empty] | AC | [7 empty] | NO
PAMQ3SEU | Mobern Lighting Co | Mobern Lighting | HBP24-LED105DMVFR57 | Indoor Luminaires | High-Bay | High-Bay Luminaires for Commercial and Industrial Buildings |  | Premium | NO | [10 empty] | 2016-12-27 | Dimmable | Continuous Below 10 | NO |  | VAVVYD | [25 empty] | 4.4 | 14324 | 132.38 | 108.2 | 7.41 | 0.96 | 5700 | 85 |  |  |  | NO | NO | NO | 2018-05-02 | 4.3 |  | Premium |  |  |  |  | 2018-11-02 | NO | NO | NO | [6 empty] | AC | [7 empty] | NO
PKZVV6S4 | Mobern Lighting Co | Mobern Lighting | HBP24-LED165DMVFR40 | Indoor Luminaires | High-Bay | High-Bay Luminaires for Commercial and Industrial Buildings |  | Premium | YES |  | 21786 | 132.68 | 164.2 | 8.1 | 0.9645 | 3984 | 83.3 | 5 | 50000 | 2016-12-27 | Dimmable | Continuous Below 10 | NO |  | VAVVYE | [12 empty] | 52.6 | [12 empty] | 4.4 | 21786 | 132.68 | 164.2 | 8.1 | 0.96 | 4000 | 83.3 |  |  |  | NO | NO | NO | 2018-05-02 | 4.3 |  | Premium |  |  |  |  | 2018-11-02 | NO | NO | NO | [6 empty] | AC | [7 empty] | NO
PA7KVJMZ | Mobern Lighting Co | Mobern Lighting | HBP24-LED165DMVFR50 | Indoor Luminaires | High-Bay | High-Bay Luminaires for Commercial and Industrial Buildings |  | Premium | NO | [10 empty] | 2016-12-27 | Dimmable | Continuous Below 10 | NO |  | VAVVYE | [25 empty] | 4.4 | 22027 | 133.58 | 164.9 | 8.23 | 0.96 | 5000 | 82.1 |  |  |  | NO | NO | NO | 2018-05-02 | 4.3 |  | Premium |  |  |  |  | 2018-11-02 | NO | NO | NO | [6 empty] | AC | [7 empty] | NO
P15YVBH8 | Mobern Lighting Co | Mobern Lighting | HBP24-LED165DMVFR57 | Indoor Luminaires | High-Bay | High-Bay Luminaires for Commercial and Industrial Buildings |  | Premium | NO | [10 empty] | 2016-12-27 | Dimmable | Continuous Below 10 | NO |  | VAVVYE | [25 empty] | 4.4 | 21911 | 134.59 | 162.8 | 8.13 | 0.96 | 5700 | 83.3 |  |  |  | NO | NO | NO | 2018-05-02 | 4.3 |  | Premium |  |  |  |  | 2018-11-02 | NO | NO | NO | [6 empty] | AC | [7 empty] | NO
PYUDFG15 | Mobern Lighting Co | Mobern Lighting | HBP48-LED220DMVFR40 | Indoor Luminaires | High-Bay | High-Bay Luminaires for Commercial and Industrial Buildings |  | Premium | YES |  | 28092 | 130.48 | 215.3 | 8.03 | 0.9583 | 3994 | 83.6 | 5 | 50000 | 2016-12-27 | Dimmable | Continuous Below 10 | NO |  | VAVVYF | [12 empty] | 52.8 | [12 empty] | 4.4 | 28092 | 127.69 | 220 | 8.03 | 0.96 | 4000 | 83.6 |  |  |  | NO | NO | NO | 2018-05-02 | 4.3 |  | Premium |  |  |  |  | 2018-11-02 | NO | NO | NO | [6 empty] | AC | [7 empty] | NO
PZ97C2W2 | Mobern Lighting Co | Mobern Lighting | HBP48-LED220DMVFR50 | Indoor Luminaires | High-Bay | High-Bay Luminaires for Commercial and Industrial Buildings |  | Premium | NO | [10 empty] | 2016-12-27 | Dimmable | Continuous Below 10 | NO |  | VAVVYF | [25 empty] | 4.4 | 29378 | 133.54 | 220 | 8.1 | 0.96 | 5000 | 82.2 |  |  |  | NO | NO | NO | 2018-05-02 | 4.3 |  | Premium |  |  |  |  | 2018-11-02 | NO | NO | NO | [6 empty] | AC | [7 empty] | NO
P3KXWBFZ | Mobern Lighting Co | Mobern Lighting | HBP48-LED220DMVFR57 | Indoor Luminaires | High-Bay | High-Bay Luminaires for Commercial and Industrial Buildings |  | Premium | NO | [10 empty] | 2016-12-27 | Dimmable | Continuous Below 10 | NO |  | VAVVYF | [25 empty] | 4.4 | 30380 | 136.17 | 223.1 | 8.19 | 0.95 | 5700 | 85.2 |  |  |  | NO | NO | NO | 2018-05-02 | 4.3 |  | Premium |  |  |  |  | 2018-11-02 | NO | NO | NO | [6 empty] | AC | [7 empty] | NO
PLUL8ZRB1GIF | Mobern Lighting Co | Mobern Lighting Co | HBPA48-LED175DMV30(OS,OSD,WPx,EM, CSxx) | Indoor Luminaires | High-Bay | High-Bay Luminaires for Commercial and Industrial Buildings |  | standard | YES |  | 24045 | 135.4 | 177.6 | 6.5 | 0.98 | 3130 | 82 | 5 | 50000 | 2018-07-05 | Dimmable | Continuous Below 10 | YES |  | IIIMGZ | [12 empty] | 51.5 | [12 empty] | 4.4 | 24045 | 135.4 | 177.6 | 6.5 | 0.98 | 3000 | 82 |  |  |  | NO | NO | NO | [8 empty] | 2018-11-02 | NO | NO | NO | [6 empty] | AC | [7 empty] | NO
PL6GXZG3OTQF | Mobern Lighting Co | Mobern Lighting Co | HBPA48-LED175DMV35(OS,OSD,WPx,EM, CSxx) | Indoor Luminaires | High-Bay | High-Bay Luminaires for Commercial and Industrial Buildings |  | standard | NO | [10 empty] | 2018-07-05 | Dimmable | Continuous Below 10 | YES |  | IIIMGZ | [25 empty] | 4.4 | 24324 | 137.42 | 177 | 6.5 | 0.98 | 3500 | 82 |  |  |  | NO | NO | NO | [8 empty] | 2018-11-02 | NO | NO | NO | [6 empty] | AC | [7 empty] | NO
PLTHGGOALN1F | Mobern Lighting Co | Mobern Lighting Co | HBPA48-LED175DMV40(OS,OSD,WPx,EM, CSxx) | Indoor Luminaires | High-Bay | High-Bay Luminaires for Commercial and Industrial Buildings |  | standard | NO | [10 empty] | 2018-07-05 | Dimmable | Continuous Below 10 | YES |  | IIIMGZ | [25 empty] | 4.4 | 24814 | 140.19 | 177 | 6.5 | 0.98 | 4000 | 82 |  |  |  | NO | NO | NO | [8 empty] | 2018-11-02 | NO | NO | NO | [6 empty] | AC | [7 empty] | NO
PLJ44K86ZWLI | Mobern Lighting Co | Mobern Lighting Co | HBPA48-LED175DMV50(OS,OSD,WPx,EM, CSxx) | Indoor Luminaires | High-Bay | High-Bay Luminaires for Commercial and Industrial Buildings |  | standard | NO | [10 empty] | 2018-07-05 | Dimmable | Continuous Below 10 | YES |  | IIIMGZ | [25 empty] | 4.4 | 25059 | 141.58 | 177 | 6.5 | 0.98 | 5000 | 82 |  |  |  | NO | NO | NO | [8 empty] | 2018-11-02 | NO | NO | NO | [6 empty] | AC | [7 empty] | NO
PL3YJUP25G0A | Mobern Lighting Co | Mobern Lighting Co | HBPA48-LED215DMV30(OS,OSD,WPx,EM, CSxx) | Indoor Luminaires | High-Bay | High-Bay Luminaires for Commercial and Industrial Buildings |  | standard | NO | [10 empty] | 2018-07-05 | Dimmable | Continuous Below 10 | YES |  | IIIMGZ | [25 empty] | 4.4 | 29542 | 137.4 | 215 | 6.5 | 0.98 | 3000 | 82 |  |  |  | NO | NO | NO | [8 empty] | 2018-11-02 | NO | NO | NO | [6 empty] | AC | [7 empty] | NO
PLGRDEF1R00R | Mobern Lighting Co | Mobern Lighting Co | HBPA48-LED215DMV35(OS,OSD,WPx,EM, CSxx) | Indoor Luminaires | High-Bay | High-Bay Luminaires for Commercial and Industrial Buildings |  | standard | NO | [10 empty] | 2018-07-05 | Dimmable | Continuous Below 10 | YES |  | IIIMGZ | [25 empty] | 4.4 | 30464 | 141.69 | 215 | 6.5 | 0.98 | 3500 | 82 |  |  |  | NO | NO | NO | [8 empty] | 2018-11-02 | NO | NO | NO | [6 empty] | AC | [7 empty] | NO
PL5I4CDDO3JV | Mobern Lighting Co | Mobern Lighting Co | HBPA48-LED215DMV40(OS,OSD,WPx,EM, CSxx) | Indoor Luminaires | High-Bay | High-Bay Luminaires for Commercial and Industrial Buildings |  | standard | NO | [10 empty] | 2018-07-05 | Dimmable | Continuous Below 10 | YES |  | IIIMGZ | [25 empty] | 4.4 | 31078 | 144.55 | 215 | 6.5 | 0.98 | 4000 | 82 |  |  |  | NO | NO | NO | [8 empty] | 2018-11-02 | NO | NO | NO | [6 empty] | AC | [7 empty] | NO
PLJSOWDSHHEE | Mobern Lighting Co | Mobern Lighting Co | HBPA48-LED215DMV50(OS,OSD,WPx,EM, CSxx) | Indoor Luminaires | High-Bay | High-Bay Luminaires for Commercial and Industrial Buildings |  | standard | NO | [10 empty] | 2018-07-05 | Dimmable | Continuous Below 10 | YES |  | IIIMGZ | [25 empty] | 4.4 | 31386 | 145.98 | 215 | 6.5 | 0.98 | 5000 | 82 |  |  |  | NO | NO | NO | [8 empty] | 2018-11-02 | NO | NO | NO | [6 empty] | AC | [7 empty] | NO
PLBJF3CHTMNF | Mobern Lighting Co | Mobern Lighting Co | HBPA48-LED220DMV30(OS,OSD,WPx,EM, CSxx) | Indoor Luminaires | High-Bay | High-Bay Luminaires for Commercial and Industrial Buildings |  | standard | NO | [10 empty] | 2018-07-05 | Dimmable | Continuous Below 10 | YES |  | IIIMGZ | [25 empty] | 4.4 | 31066 | 140.44 | 221.2 | 6.5 | 0.98 | 3000 | 82 |  |  |  | NO | NO | NO | [8 empty] | 2018-11-02 | NO | NO | NO | [6 empty] | AC | [7 empty] | NO
PLXS6XAID0E1 | Mobern Lighting Co | Mobern Lighting Co | HBPA48-LED220DMV35(OS,OSD,WPx,EM, CSxx) | Indoor Luminaires | High-Bay | High-Bay Luminaires for Commercial and Industrial Buildings |  | standard | NO | [10 empty] | 2018-07-05 | Dimmable | Continuous Below 10 | YES |  | IIIMGZ | [25 empty] | 4.4 | 32035 | 144.82 | 221.2 | 6.5 | 0.98 | 3500 | 82 |  |  |  | NO | NO | NO | [8 empty] | 2018-11-02 | NO | NO | NO | [6 empty] | AC | [7 empty] | NO
PLGC51WULPSH | Mobern Lighting Co | Mobern Lighting Co | HBPA48-LED220DMV40(OS,OSD,WPx,EM, CSxx) | Indoor Luminaires | High-Bay | High-Bay Luminaires for Commercial and Industrial Buildings |  | standard | NO | [10 empty] | 2018-07-05 | Dimmable | Continuous Below 10 | YES |  | IIIMGZ | [25 empty] | 4.4 | 32681 | 147.74 | 221.2 | 6.5 | 0.98 | 4000 | 82 |  |  |  | NO | NO | NO | [8 empty] | 2018-11-02 | NO | NO | NO | [6 empty] | AC | [7 empty] | NO
PL6JC6VXY23G | Mobern Lighting Co | Mobern Lighting Co | HBPA48-LED220DMV50(OS,OSD,WPx,EM, CSxx) | Indoor Luminaires | High-Bay | High-Bay Luminaires for Commercial and Industrial Buildings |  | standard | NO | [10 empty] | 2018-07-05 | Dimmable | Continuous Below 10 | YES |  | IIIMGZ | [25 empty] | 4.4 | 33004 | 149.2 | 221.2 | 6.5 | 0.98 | 5000 | 82 |  |  |  | NO | NO | NO | [8 empty] | 2018-11-02 | NO | NO | NO | [6 empty] | AC | [7 empty] | NO
PLVHBSXVZX0W | Mobern Lighting Co | Mobern Lighting Co | HBPA48-LED260DMV30(OS,OSD,WPx,EM, CSxx) | Indoor Luminaires | High-Bay | High-Bay Luminaires for Commercial and Industrial Buildings |  | standard | NO | [10 empty] | 2018-07-05 | Dimmable | Continuous Below 10 | YES |  | IIIMGZ | [25 empty] | 4.4 | 34620 | 133.82 | 258.7 | 6.5 | 0.98 | 3000 | 82 |  |  |  | NO | NO | NO | [8 empty] | 2018-11-02 | NO | NO | NO | [6 empty] | AC | [7 empty] | NO
PL0T1T6BSUYG | Mobern Lighting Co | Mobern Lighting Co | HBPA48-LED260DMV35(OS,OSD,WPx,EM, CSxx) | Indoor Luminaires | High-Bay | High-Bay Luminaires for Commercial and Industrial Buildings |  | standard | NO | [10 empty] | 2018-07-05 | Dimmable | Continuous Below 10 | YES |  | IIIMGZ | [25 empty] | 4.4 | 35700 | 138 | 258.7 | 6.5 | 0.98 | 3500 | 82 |  |  |  | NO | NO | NO | [8 empty] | 2018-11-02 | NO | NO | NO | [6 empty] | AC | [7 empty] | NO
PLIBSJO1BQJ4 | Mobern Lighting Co | Mobern Lighting Co | HBPA48-LED260DMV40(OS,OSD,WPx,EM, CSxx) | Indoor Luminaires | High-Bay | High-Bay Luminaires for Commercial and Industrial Buildings |  | standard | NO | [10 empty] | 2018-07-05 | Dimmable | Continuous Below 10 | YES |  | IIIMGZ | [25 empty] | 4.4 | 36420 | 140.78 | 258.7 | 6.5 | 0.98 | 4000 | 82 |  |  |  | NO | NO | NO | [8 empty] | 2018-11-02 | NO | NO | NO | [6 empty] | AC | [7 empty] | NO
PLQDXWF0XV65 | Mobern Lighting Co | Mobern Lighting Co | HBPA48-LED260DMV50(OS,OSD,WPx,EM, CSxx) | Indoor Luminaires | High-Bay | High-Bay Luminaires for Commercial and Industrial Buildings |  | standard | NO | [10 empty] | 2018-07-05 | Dimmable | Continuous Below 10 | YES |  | IIIMGZ | [25 empty] | 4.4 | 36780 | 142.17 | 258.7 | 6.5 | 0.98 | 5000 | 82 |  |  |  | NO | NO | NO | [8 empty] | 2018-11-02 | NO | NO | NO | [6 empty] | AC | [7 empty] | NO
PLWBLF1NP5ZG | Mobern Lighting Co | Mobern Lighting Co | HBPA48-LED280DMV30(OS,OSD,WPx,EM, CSxx) | Indoor Luminaires | High-Bay | High-Bay Luminaires for Commercial and Industrial Buildings |  | standard | NO | [10 empty] | 2018-07-05 | Dimmable | Continuous Below 10 | YES |  | IIIMGZ | [25 empty] | 4.4 | 38713 | 137.77 | 281 | 6.5 | 0.98 | 3000 | 82 |  |  |  | NO | NO | NO | [8 empty] | 2018-11-02 | NO | NO | NO | [6 empty] | AC | [7 empty] | NO
PLRNFOMQ44ZA | Mobern Lighting Co | Mobern Lighting Co | HBPA48-LED280DMV35(OS,OSD,WPx,EM, CSxx) | Indoor Luminaires | High-Bay | High-Bay Luminaires for Commercial and Industrial Buildings |  | standard | NO | [10 empty] | 2018-07-05 | Dimmable | Continuous Below 10 | YES |  | IIIMGZ | [25 empty] | 4.4 | 39921 | 142.07 | 281 | 6.5 | 0.98 | 3500 | 82 |  |  |  | NO | NO | NO | [8 empty] | 2018-11-02 | NO | NO | NO | [6 empty] | AC | [7 empty] | NO
PLVYJO3GODL2 | Mobern Lighting Co | Mobern Lighting Co | HBPA48-LED280DMV40(OS,OSD,WPx,EM, CSxx) | Indoor Luminaires | High-Bay | High-Bay Luminaires for Commercial and Industrial Buildings |  | standard | NO | [10 empty] | 2018-07-05 | Dimmable | Continuous Below 10 | YES |  | IIIMGZ | [25 empty] | 4.4 | 40726 | 144.93 | 281 | 6.5 | 0.98 | 4000 | 82 |  |  |  | NO | NO | NO | [8 empty] | 2018-11-02 | NO | NO | NO | [6 empty] | AC | [7 empty] | NO
PLGWS95JNTTC | Mobern Lighting Co | Mobern Lighting Co | HBPA48-LED280DMV50(OS,OSD,WPx,EM, CSxx) | Indoor Luminaires | High-Bay | High-Bay Luminaires for Commercial and Industrial Buildings |  | standard | NO | [10 empty] | 2018-07-05 | Dimmable | Continuous Below 10 | YES |  | IIIMGZ | [25 empty] | 4.4 | 41128 | 146.36 | 281 | 6.5 | 0.98 | 5000 | 82 |  |  |  | NO | NO | NO | [8 empty] | 2018-11-02 | NO | NO | NO | [6 empty] | AC | [7 empty] | NO
PLE9CRP3GR18 | Mobern Lighting Co | Mobern Lighting Co | HBPA48-LED315DMV30(OS,OSD,WPx,EM, CSxx) | Indoor Luminaires | High-Bay | High-Bay Luminaires for Commercial and Industrial Buildings |  | standard | NO | [10 empty] | 2018-07-05 | Dimmable | Continuous Below 10 | YES |  | IIIMGZ | [25 empty] | 4.4 | 42775 | 135.62 | 315.4 | 6.5 | 0.98 | 3000 | 82 |  |  |  | NO | NO | NO | [8 empty] | 2018-11-02 | NO | NO | NO | [6 empty] | AC | [7 empty] | NO
PLB262EOHGBV | Mobern Lighting Co | Mobern Lighting Co | HBPA48-LED315DMV35(OS,OSD,WPx,EM, CSxx) | Indoor Luminaires | High-Bay | High-Bay Luminaires for Commercial and Industrial Buildings |  | standard | NO | [10 empty] | 2018-07-05 | Dimmable | Continuous Below 10 | YES |  | IIIMGZ | [25 empty] | 4.4 | 44109 | 139.85 | 315.4 | 6.5 | 0.98 | 3500 | 82 |  |  |  | NO | NO | NO | [8 empty] | 2018-11-02 | NO | NO | NO | [6 empty] | AC | [7 empty] | NO
PLAPU18LQDHD | Mobern Lighting Co | Mobern Lighting Co | HBPA48-LED315DMV40(OS,OSD,WPx,EM, CSxx) | Indoor Luminaires | High-Bay | High-Bay Luminaires for Commercial and Industrial Buildings |  | standard | NO | [10 empty] | 2018-07-05 | Dimmable | Continuous Below 10 | YES |  | IIIMGZ | [25 empty] | 4.4 | 44999 | 142.67 | 315.4 | 6.5 | 0.98 | 4000 | 82 |  |  |  | NO | NO | NO | [8 empty] | 2018-11-02 | NO | NO | NO | [6 empty] | AC | [7 empty] | NO
PLL5WRTVIVK2 | Mobern Lighting Co | Mobern Lighting Co | HBPA48-LED315DMV50(OS,OSD,WPx,EM, CSxx) | Indoor Luminaires | High-Bay | High-Bay Luminaires for Commercial and Industrial Buildings |  | standard | NO | [10 empty] | 2018-07-05 | Dimmable | Continuous Below 10 | YES |  | IIIMGZ | [25 empty] | 4.4 | 45444 | 144.08 | 315.4 | 6.5 | 0.98 | 5000 | 82 |  |  |  | NO | NO | NO | [8 empty] | 2018-11-02 | NO | NO | NO | [6 empty] | AC | [7 empty] | NO
PLEYPV86CBFR | Mobern Lighting Co | Mobern Lighting Co | HBPA48-LED355DMV30(OS,OSD,WPx,EM, CSxx) | Indoor Luminaires | High-Bay | High-Bay Luminaires for Commercial and Industrial Buildings |  | standard | YES |  | 46954 | 132.6 | 354.2 | 6.6 | 0.98 | 3150 | 82 | 5 | 50000 | 2018-07-05 | Dimmable | Continuous Below 10 | YES |  | IIIMGZ | [12 empty] | 50.9 | [12 empty] | 4.4 | 46950 | 132.55 | 354.2 | 6.5 | 0.98 | 3000 | 82 |  |  |  | NO | NO | NO | [8 empty] | 2018-11-02 | NO | NO | NO | [6 empty] | AC | [7 empty] | NO
PL53CDKZRRWQ | Mobern Lighting Co | Mobern Lighting Co | HBPA48-LED355DMV35(OS,OSD,WPx,EM, CSxx) | Indoor Luminaires | High-Bay | High-Bay Luminaires for Commercial and Industrial Buildings |  | standard | NO | [10 empty] | 2018-07-05 | Dimmable | Continuous Below 10 | YES |  | IIIMGZ | [25 empty] | 4.4 | 48647 | 137.46 | 353.9 | 6.5 | 0.98 | 3500 | 82 |  |  |  | NO | NO | NO | [8 empty] | 2018-11-02 | NO | NO | NO | [6 empty] | AC | [7 empty] | NO
PLMOKOPP229B | Mobern Lighting Co | Mobern Lighting Co | HBPA48-LED355DMV40(OS,OSD,WPx,EM, CSxx) | Indoor Luminaires | High-Bay | High-Bay Luminaires for Commercial and Industrial Buildings |  | standard | NO | [10 empty] | 2018-07-05 | Dimmable | Continuous Below 10 | YES |  | IIIMGZ | [25 empty] | 4.4 | 49628 | 140.23 | 353.9 | 6.5 | 0.98 | 4000 | 82 |  |  |  | NO | NO | NO | [8 empty] | 2018-11-02 | NO | NO | NO | [6 empty] | AC | [7 empty] | NO
PLVIGFLBTDEJ | Mobern Lighting Co | Mobern Lighting Co | HBPA48-LED355DMV50(OS,OSD,WPx,EM, CSxx) | Indoor Luminaires | High-Bay | High-Bay Luminaires for Commercial and Industrial Buildings |  | standard | NO | [10 empty] | 2018-07-05 | Dimmable | Continuous Below 10 | YES |  | IIIMGZ | [25 empty] | 4.4 | 50119 | 141.62 | 353.9 | 6.5 | 0.98 | 5000 | 82 |  |  |  | NO | NO | NO | [8 empty] | 2018-11-02 | NO | NO | NO | [6 empty] | AC | [7 empty] | NO
PL00ELXYSFXP | Mobern Lighting Co | Mobern Lighting | HBRM120LED140DHV[BK,SI,WH]40[OS] | Indoor Luminaires | High-Bay | High-Bay Luminaires for Commercial and Industrial Buildings |  | Premium | NO | [10 empty] | 2019-01-28 | Dimmable | Continuous Below 10 | YES |  | VVVXTH | [25 empty] | 4.4 | 19500 | 139 | 140 | 15 | 0.9 | 4000 | 70 |  |  |  | NO | NO | NO | [8 empty] | 2019-01-28 | NO | NO | NO | [6 empty] | AC | [7 empty] | NO
PLNQJPXB1JVE | Mobern Lighting Co | Mobern Lighting | HBRM120LED140DHV[BK,SI,WH]50[OS] | Indoor Luminaires | High-Bay | High-Bay Luminaires for Commercial and Industrial Buildings |  | Premium | NO | [10 empty] | 2019-01-28 | Dimmable | Continuous Below 10 | YES |  | VVVXTH | [25 empty] | 4.4 | 20000 | 143 | 140 | 15 | 0.9 | 5000 | 70 |  |  |  | NO | NO | NO | [8 empty] | 2019-01-28 | NO | NO | NO | [6 empty] | AC | [7 empty] | NO
PLKOH5AS8DMV | Mobern Lighting Co | Mobern Lighting | HBRM120LED140DMV[BK,SI,WH]40[OS] | Indoor Luminaires | High-Bay | High-Bay Luminaires for Commercial and Industrial Buildings |  | Premium | YES |  | 19470.6 | 141.36 | 137.7 | 15.87 | 0.9257 | 4044 | 72.2 | 5 |  | 2019-01-28 | Dimmable | Continuous Below 10 | YES |  | VVVXTH | [12 empty] | 65.8 | [12 empty] | 4.4 | 19500 | 139 | 140 | 15 | 0.9 | 4000 | 70 |  |  |  | NO | NO | NO | [8 empty] | 2019-01-28 | NO | NO | NO | [6 empty] | AC | [7 empty] | NO
PLTDI8FDRRK2 | Mobern Lighting Co | Mobern Lighting | HBRM120LED140DMV[BK,SI,WH]50[OS] | Indoor Luminaires | High-Bay | High-Bay Luminaires for Commercial and Industrial Buildings |  | Premium | NO | [10 empty] | 2019-01-28 | Dimmable | Continuous Below 10 | YES |  | VVVXTH | [25 empty] | 4.4 | 20000 | 143 | 140 | 15 | 0.9 | 5000 | 70 |  |  |  | NO | NO | NO | [8 empty] | 2019-01-28 | NO | NO | NO | [6 empty] | AC | [7 empty] | NO
PLUQ8EQEFU8Z | Mobern Lighting Co | Mobern Lighting | HBRM120LED200DHV[BK,SI,WH]40[OS] | Indoor Luminaires | High-Bay | High-Bay Luminaires for Commercial and Industrial Buildings |  | Premium | NO | [10 empty] | 2019-01-28 | Dimmable | Continuous Below 10 | YES |  | VVVXTI | [25 empty] | 4.4 | 26500 | 133 | 200 | 15 | 0.9 | 4000 | 70 |  |  |  | NO | NO | NO | [8 empty] | 2019-01-28 | NO | NO | NO | [6 empty] | AC | [7 empty] | NO
PLP6QX6YL0QX | Mobern Lighting Co | Mobern Lighting | HBRM120LED200DHV[BK,SI,WH]50[OS] | Indoor Luminaires | High-Bay | High-Bay Luminaires for Commercial and Industrial Buildings |  | Premium | NO | [10 empty] | 2019-01-28 | Dimmable | Continuous Below 10 | YES |  | VVVXTI | [25 empty] | 4.4 | 26700 | 134 | 200 | 15 | 0.9 | 5000 | 70 |  |  |  | NO | NO | NO | [8 empty] | 2019-01-28 | NO | NO | NO | [6 empty] | AC | [7 empty] | NO
PLYGMUE0Q2BF | Mobern Lighting Co | Mobern Lighting | HBRM120LED200DMV[BK,SI,WH]40[OS] | Indoor Luminaires | High-Bay | High-Bay Luminaires for Commercial and Industrial Buildings |  | Premium | YES |  | 26523 | 133.15 | 199.2 | 16.2 | 0.9226 | 3896 | 71.2 | 5 |  | 2019-01-28 | Dimmable | Continuous Below 10 | YES |  | VVVXTI | [12 empty] | 66 | [12 empty] | 4.4 | 26500 | 133 | 200 | 15 | 0.9 | 4000 | 70 |  |  |  | NO | NO | NO | [8 empty] | 2019-01-28 | NO | NO | NO | [6 empty] | AC | [7 empty] | NO
PL726J2EIFIO | Mobern Lighting Co | Mobern Lighting | HBRM120LED200DMV[BK,SI,WH]50[OS] | Indoor Luminaires | High-Bay | High-Bay Luminaires for Commercial and Industrial Buildings |  | Premium | NO | [10 empty] | 2019-01-28 | Dimmable | Continuous Below 10 | YES |  | VVVXTI | [25 empty] | 4.4 | 26700 | 134 | 200 | 15 | 0.9 | 5000 | 70 |  |  |  | NO | NO | NO | [8 empty] | 2019-01-28 | NO | NO | NO | [6 empty] | AC | [7 empty] | NO
PL5WKVX1WR01 | Mobern Lighting Co | Mobern Lighting | LHBIP-LED100DMV40 | Indoor Luminaires | High-Bay | High-Bay Luminaires for Commercial and Industrial Buildings |  | Premium | NO | [10 empty] | 2018-01-17 | Dimmable | Continuous Below 10 | NO |  | MMMQHE | [25 empty] | 4.4 | 13910 | 139.1 | 100 | 8.5 | 0.96 | 4000 | 82 |  |  |  | NO | NO | NO | [8 empty] | 2018-11-02 | NO | NO | NO | [6 empty] | AC | [7 empty] | NO
PLE9EV8TX7X9 | Mobern Lighting Co | Mobern Lighting | LHBIP-LED100DMV50 | Indoor Luminaires | High-Bay | High-Bay Luminaires for Commercial and Industrial Buildings |  | Premium | NO | [10 empty] | 2018-01-17 | Dimmable | Continuous Below 10 | NO |  | MMMQHE | [25 empty] | 4.4 | 13910 | 139.1 | 100 | 8.5 | 0.96 | 5000 | 82 |  |  |  | NO | NO | NO | [8 empty] | 2018-11-02 | NO | NO | NO | [6 empty] | AC | [7 empty] | NO
PHS2N2SK | Mobern Lighting Co | Mobern Lighting | LHBIP-LED110MV40K | Indoor Luminaires | High-Bay | High-Bay Luminaires for Commercial and Industrial Buildings |  | standard | YES |  | 12990.2 | 124.15 | 104.63 | 7.6 | 0.977 | 3980 | 83.6 | 5 | 90000 | 2016-07-29 | Not Dimmable | Not Dimmable | NO |  | FFFGXE | [12 empty] | 53.4 | [12 empty] | 4.4 | 14300 | 130 | 110 | 20 | 0.9 | 4000 | 80 |  |  |  | NO | NO | NO | 2018-05-02 | 4.3 |  | standard |  |  |  |  | 2018-11-02 | NO | NO | NO | [6 empty] | AC | [7 empty] | NO
PUUT5NEH | Mobern Lighting Co | Mobern Lighting | LHBIP-LED110MV50K | Indoor Luminaires | High-Bay | High-Bay Luminaires for Commercial and Industrial Buildings |  | standard | NO | [10 empty] | 2016-07-29 | Not Dimmable | Not Dimmable | NO |  | FFFGXE | [25 empty] | 4.4 | 14680 | 133.5 | 110 | 20 | 0.9 | 5000 | 80 |  |  |  | NO | NO | NO | 2018-05-02 | 4.3 |  | standard |  |  |  |  | 2018-11-02 | NO | NO | NO | [6 empty] | AC | [7 empty] | NO
PLFX42A5AR81 | Mobern Lighting Co | Mobern Lighting | LHBIP-LED120DMV40 | Indoor Luminaires | High-Bay | High-Bay Luminaires for Commercial and Industrial Buildings |  | Premium | NO | [10 empty] | 2018-01-17 | Dimmable | Continuous Below 10 | NO |  | MMMQHE | [25 empty] | 4.4 | 16692 | 139.1 | 120 | 8.5 | 0.96 | 4000 | 82 |  |  |  | NO | NO | NO | [8 empty] | 2018-11-02 | NO | NO | NO | [6 empty] | AC | [7 empty] | NO
PLQI69973BJY | Mobern Lighting Co | Mobern Lighting | LHBIP-LED120DMV50 | Indoor Luminaires | High-Bay | High-Bay Luminaires for Commercial and Industrial Buildings |  | Premium | NO | [10 empty] | 2018-01-17 | Dimmable | Continuous Below 10 | NO |  | MMMQHE | [25 empty] | 4.4 | 16692 | 139.1 | 120 | 8.5 | 0.96 | 5000 | 82 |  |  |  | NO | NO | NO | [8 empty] | 2018-11-02 | NO | NO | NO | [6 empty] | AC | [7 empty] | NO
PLPLRSFAHF2D | Mobern Lighting Co | Mobern Lighting | LHBIP-LED160DMV40 | Indoor Luminaires | High-Bay | High-Bay Luminaires for Commercial and Industrial Buildings |  | Premium | NO | [10 empty] | 2018-01-17 | Dimmable | Continuous Below 10 | NO |  | MMMQHE | [25 empty] | 4.4 | 23240 | 140.85 | 165 | 8.5 | 0.96 | 4000 | 82 |  |  |  | NO | NO | NO | [8 empty] | 2018-11-02 | NO | NO | NO | [6 empty] | AC | [7 empty] | NO
PL9144LPSY3U | Mobern Lighting Co | Mobern Lighting | LHBIP-LED160DMV50 | Indoor Luminaires | High-Bay | High-Bay Luminaires for Commercial and Industrial Buildings |  | Premium | NO | [10 empty] | 2018-01-17 | Dimmable | Continuous Below 10 | NO |  | MMMQHE | [25 empty] | 4.4 | 23437 | 142.04 | 165 | 8.5 | 0.96 | 5000 | 82 |  |  |  | NO | NO | NO | [8 empty] | 2018-11-02 | NO | NO | NO | [6 empty] | AC | [7 empty] | NO
PV5PXZ87 | Mobern Lighting Co | Mobern Lighting | LHBIP-LED170MV40K | Indoor Luminaires | High-Bay | High-Bay Luminaires for Commercial and Industrial Buildings |  | standard | YES |  | 19446.5 | 124.87 | 155.74 | 7.69 | 0.975 | 4006 | 83.6 | 5 | 90000 | 2016-07-29 | Not Dimmable | Not Dimmable | NO |  | FFFGXD | [12 empty] | 52.3 | [12 empty] | 4.4 | 21450 | 130 | 165 | 20 | 0.9 | 4000 | 80 |  |  |  | NO | NO | NO | 2018-05-02 | 4.3 |  | standard |  |  |  |  | 2018-11-02 | NO | NO | NO | [6 empty] | AC | [7 empty] | NO
P2ZWFDDE | Mobern Lighting Co | Mobern Lighting | LHBIP-LED170MV50K | Indoor Luminaires | High-Bay | High-Bay Luminaires for Commercial and Industrial Buildings |  | standard | NO | [10 empty] | 2016-07-29 | Not Dimmable | Not Dimmable | NO |  | FFFGXD | [25 empty] | 4.4 | 22020 | 133.5 | 165 | 20 | 0.9 | 5000 | 80 |  |  |  | NO | NO | NO | 2018-05-02 | 4.3 |  | standard |  |  |  |  | 2018-11-02 | NO | NO | NO | [6 empty] | AC | [7 empty] | NO
PLV4SKXM9FFY | Mobern Lighting Co | Mobern Lighting | LHBIP-LED200DMV40 | Indoor Luminaires | High-Bay | High-Bay Luminaires for Commercial and Industrial Buildings |  | Premium | NO | [10 empty] | 2018-01-17 | Dimmable | Continuous Below 10 | NO |  | MMMQHE | [25 empty] | 4.4 | 27820 | 139.1 | 200 | 8.5 | 0.96 | 4000 | 82 |  |  |  | NO | NO | NO | [8 empty] | 2018-11-02 | NO | NO | NO | [6 empty] | AC | [7 empty] | NO
PLEIKPH6S8WB | Mobern Lighting Co | Mobern Lighting | LHBIP-LED200DMV50 | Indoor Luminaires | High-Bay | High-Bay Luminaires for Commercial and Industrial Buildings |  | Premium | NO | [10 empty] | 2018-01-17 | Dimmable | Continuous Below 10 | NO |  | MMMQHE | [25 empty] | 4.4 | 27820 | 139.1 | 200 | 8.5 | 0.96 | 5000 | 82 |  |  |  | NO | NO | NO | [8 empty] | 2018-11-02 | NO | NO | NO | [6 empty] | AC | [7 empty] | NO
P2JAFSFV | Mobern Lighting Co | Mobern Lighting | LHBIP-LED230MV40K | Indoor Luminaires | High-Bay | High-Bay Luminaires for Commercial and Industrial Buildings |  | standard | YES |  | 26036.3 | 124.76 | 208.69 | 8 | 0.976 | 4010 | 83.7 | 5 | 90000 | 2016-07-29 | Not Dimmable | Not Dimmable | NO |  | FFFGXC | [12 empty] | 53.6 | [12 empty] | 4.4 | 28600 | 130 | 220 | 20 | 0.9 | 4000 | 80 |  |  |  | NO | NO | NO | 2018-05-02 | 4.3 |  | standard |  |  |  |  | 2018-11-02 | NO | NO | NO | [6 empty] | AC | [7 empty] | NO
PVW19WAH | Mobern Lighting Co | Mobern Lighting | LHBIP-LED230MV50K | Indoor Luminaires | High-Bay | High-Bay Luminaires for Commercial and Industrial Buildings |  | standard | NO | [10 empty] | 2016-07-29 | Not Dimmable | Not Dimmable | NO |  | FFFGXC | [25 empty] | 4.4 | 29370 | 133.5 | 220 | 20 | 0.9 | 5000 | 80 |  |  |  | NO | NO | NO | 2018-05-02 | 4.3 |  | standard |  |  |  |  | 2018-11-02 | NO | NO | NO | [6 empty] | AC | [7 empty] | NO
PLWIDOFZM5GY | Mobern Lighting Co | Mobern Lighting | LHBIP-LED240DMV40 | Indoor Luminaires | High-Bay | High-Bay Luminaires for Commercial and Industrial Buildings |  | Premium | NO | [10 empty] | 2018-01-17 | Dimmable | Continuous Below 10 | NO |  | MMMQHE | [25 empty] | 4.4 | 33384 | 139.1 | 240 | 8.5 | 0.96 | 4000 | 82 |  |  |  | NO | NO | NO | [8 empty] | 2018-11-02 | NO | NO | NO | [6 empty] | AC | [7 empty] | NO
PLDEA9ZX2VG2 | Mobern Lighting Co | Mobern Lighting | LHBIP-LED240DMV50 | Indoor Luminaires | High-Bay | High-Bay Luminaires for Commercial and Industrial Buildings |  | Premium | NO | [10 empty] | 2018-01-17 | Dimmable | Continuous Below 10 | NO |  | MMMQHE | [25 empty] | 4.4 | 33384 | 139.1 | 240 | 8.5 | 0.96 | 5000 | 82 |  |  |  | NO | NO | NO | [8 empty] | 2018-11-02 | NO | NO | NO | [6 empty] | AC | [7 empty] | NO
PLNY9H2Q8M85 | Mobern Lighting Co | Mobern Lighting | LHBIP-LED320DMV40 | Indoor Luminaires | High-Bay | High-Bay Luminaires for Commercial and Industrial Buildings |  | Premium | NO | [10 empty] | 2018-01-17 | Dimmable | Continuous Below 10 | NO |  | MMMQHE | [25 empty] | 4.4 | 44512 | 139.1 | 320 | 8.5 | 0.96 | 4000 | 82 |  |  |  | NO | NO | NO | [8 empty] | 2018-11-02 | NO | NO | NO | [6 empty] | AC | [7 empty] | NO
PLFXHYSXDA39 | Mobern Lighting Co | Mobern Lighting | LHBIP-LED320DMV50 | Indoor Luminaires | High-Bay | High-Bay Luminaires for Commercial and Industrial Buildings |  | Premium | NO | [10 empty] | 2018-01-17 | Dimmable | Continuous Below 10 | NO |  | MMMQHE | [25 empty] | 4.4 | 44512 | 139.1 | 320 | 8.5 | 0.96 | 5000 | 82 |  |  |  | NO | NO | NO | [8 empty] | 2018-11-02 | NO | NO | NO | [6 empty] | AC | [7 empty] | NO
PLR2ICH34VKM | Mobern Lighting Co | Mobern Lighting | LHBIP-LED80DMV40 | Indoor Luminaires | High-Bay | High-Bay Luminaires for Commercial and Industrial Buildings |  | Premium | YES |  | 11237 | 139.16 | 80.75 | 8.502 | 0.964 | 4178 | 84.2 | 5 | 50000 | 2018-01-17 | Dimmable | Continuous Below 10 | NO |  | MMMQHE | [12 empty] | 52.2 | [12 empty] | 4.4 | 11128 | 139.1 | 80 | 8.5 | 0.96 | 4000 | 82 |  |  |  | NO | NO | NO | [8 empty] | 2018-11-02 | NO | NO | NO | [6 empty] | AC | [7 empty] | NO
PL8V94G1T1JR | Mobern Lighting Co | Mobern Lighting | LHBIP-LED80DMV50 | Indoor Luminaires | High-Bay | High-Bay Luminaires for Commercial and Industrial Buildings |  | Premium | YES |  | 11492.5 | 140.03 | 82.07 | 8.502 | 0.964 | 5312 | 82.6 | 5 | 50000 | 2018-01-17 | Dimmable | Continuous Below 10 | NO |  | MMMQHE | [12 empty] | 52.2 | [12 empty] | 4.4 | 11128 | 139.1 | 80 | 8.5 | 0.96 | 5000 | 82 |  |  |  | NO | NO | NO | [8 empty] | 2018-11-02 | NO | NO | NO | [6 empty] | AC | [7 empty] | NO
PUB95TUP | Mobern Lighting Co | Mobern Lighting | LPLIA48-LED1U2D36DMVWH30 | Indoor Luminaires | Linear Ambient | Direct Linear Ambient Luminaires |  | standard | YES |  | 10892.8 | 122.4 | 88.97 | 6.2 | 0.985 | 5189 | 83 | 5 | 50000 | 2017-06-12 | Dimmable | Continuous Below 10 | YES |  | FFFIFL | [15 empty] | 47.5 | [9 empty] | 4.4 | 4579 | 129.72 | 35.3 | 9.9 | 0.97 | 3000 | 84 |  |  | 4 | NO | NO | NO | [8 empty] | 2018-11-02 | NO | NO | NO | [6 empty] | AC | [7 empty] | NO
PQ1QJ8CG | Mobern Lighting Co | Mobern Lighting | LPLIA48-LED1U2D36DMVWH35 | Indoor Luminaires | Linear Ambient | Direct Linear Ambient Luminaires |  | standard | NO | [10 empty] | 2017-06-12 | Dimmable | Continuous Below 10 | YES |  | FFFIFL | [25 empty] | 4.4 | 4655 | 131.87 | 35.3 | 9.9 | 0.97 | 3500 | 84 |  |  | 4 | NO | NO | NO | [8 empty] | 2018-11-02 | NO | NO | NO | [6 empty] | AC | [7 empty] | NO
PWZHV8U7 | Mobern Lighting Co | Mobern Lighting | LPLIA48-LED1U2D36DMVWH40 | Indoor Luminaires | Linear Ambient | Direct Linear Ambient Luminaires |  | standard | NO | [10 empty] | 2017-06-12 | Dimmable | Continuous Below 10 | YES |  | FFFIFL | [25 empty] | 4.4 | 4790 | 135.69 | 35.3 | 9.9 | 0.97 | 4000 | 84 |  |  | 4 | NO | NO | NO | [8 empty] | 2018-11-02 | NO | NO | NO | [6 empty] | AC | [7 empty] | NO
PKQNXYHA | Mobern Lighting Co | Mobern Lighting | LPLIA48-LED1U2D36DMVWH50 | Indoor Luminaires | Linear Ambient | Direct Linear Ambient Luminaires |  | standard | NO | [10 empty] | 2017-06-12 | Dimmable | Continuous Below 10 | YES |  | FFFIFL | [25 empty] | 4.4 | 4937 | 139.86 | 35.3 | 9.9 | 0.97 | 5000 | 83 |  |  | 4 | NO | NO | NO | [8 empty] | 2018-11-02 | NO | NO | NO | [6 empty] | AC | [7 empty] | NO
PZK2HXD3 | Mobern Lighting Co | Mobern Lighting | LPLIA48-LED1U2D48DMVWH30 | Indoor Luminaires | Linear Ambient | Direct Linear Ambient Luminaires |  | standard | NO | [10 empty] | 2017-06-12 | Dimmable | Continuous Below 10 | YES |  | FFFIFL | [25 empty] | 4.4 | 6180 | 128.75 | 48 | 9.9 | 0.97 | 3000 | 84 |  |  | 4 | NO | NO | NO | [8 empty] | 2018-11-02 | NO | NO | NO | [6 empty] | AC | [7 empty] | NO
PJS11A8M | Mobern Lighting Co | Mobern Lighting | LPLIA48-LED1U2D48DMVWH35 | Indoor Luminaires | Linear Ambient | Direct Linear Ambient Luminaires |  | standard | NO | [10 empty] | 2017-06-12 | Dimmable | Continuous Below 10 | YES |  | FFFIFL | [25 empty] | 4.4 | 6275 | 130.73 | 48 | 9.9 | 0.97 | 3500 | 84 |  |  | 4 | NO | NO | NO | [8 empty] | 2018-11-02 | NO | NO | NO | [6 empty] | AC | [7 empty] | NO
PC9A31JP | Mobern Lighting Co | Mobern Lighting | LPLIA48-LED1U2D48DMVWH40 | Indoor Luminaires | Linear Ambient | Direct Linear Ambient Luminaires |  | standard | NO | [10 empty] | 2017-06-12 | Dimmable | Continuous Below 10 | YES |  | FFFIFL | [25 empty] | 4.4 | 6470 | 134.79 | 48 | 9.9 | 0.97 | 4000 | 84 |  |  | 4 | NO | NO | NO | [8 empty] | 2018-11-02 | NO | NO | NO | [6 empty] | AC | [7 empty] | NO
P27TGD4H | Mobern Lighting Co | Mobern Lighting | LPLIA48-LED1U2D48DMVWH50 | Indoor Luminaires | Linear Ambient | Direct Linear Ambient Luminaires |  | standard | NO | [10 empty] | 2017-06-12 | Dimmable | Continuous Below 10 | YES |  | FFFIFL | [25 empty] | 4.4 | 6660 | 138.75 | 48 | 9.9 | 0.97 | 5000 | 83 |  |  | 4 | NO | NO | NO | [8 empty] | 2018-11-02 | NO | NO | NO | [6 empty] | AC | [7 empty] | NO
PWXH5KNZ | Mobern Lighting Co | Mobern Lighting | LPLIA48-LED1U2D60DMVWH30 | Indoor Luminaires | Linear Ambient | Direct Linear Ambient Luminaires |  | standard | NO | [10 empty] | 2017-06-12 | Dimmable | Continuous Below 10 | YES |  | FFFIFL | [25 empty] | 4.4 | 7540 | 125.67 | 60 | 6.1 | 1 | 3000 | 84 |  |  | 4 | NO | NO | NO | [8 empty] | 2018-11-02 | NO | NO | NO | [6 empty] | AC | [7 empty] | NO
PRYAM8PM | Mobern Lighting Co | Mobern Lighting | LPLIA48-LED1U2D60DMVWH35 | Indoor Luminaires | Linear Ambient | Direct Linear Ambient Luminaires |  | standard | NO | [10 empty] | 2017-06-12 | Dimmable | Continuous Below 10 | YES |  | FFFIFL | [25 empty] | 4.4 | 7660 | 127.67 | 60 | 6.1 | 1 | 3500 | 84 |  |  | 4 | NO | NO | NO | [8 empty] | 2018-11-02 | NO | NO | NO | [6 empty] | AC | [7 empty] | NO
PGS47VVG | Mobern Lighting Co | Mobern Lighting | LPLIA48-LED1U2D60DMVWH40 | Indoor Luminaires | Linear Ambient | Direct Linear Ambient Luminaires |  | standard | NO | [10 empty] | 2017-06-12 | Dimmable | Continuous Below 10 | YES |  | FFFIFL | [25 empty] | 4.4 | 7895 | 131.58 | 60 | 6.1 | 1 | 4000 | 84 |  |  | 4 | NO | NO | NO | [8 empty] | 2018-11-02 | NO | NO | NO | [6 empty] | AC | [7 empty] | NO
PRN489X8 | Mobern Lighting Co | Mobern Lighting | LPLIA48-LED1U2D60DMVWH50 | Indoor Luminaires | Linear Ambient | Direct Linear Ambient Luminaires |  | standard | NO | [10 empty] | 2017-06-12 | Dimmable | Continuous Below 10 | YES |  | FFFIFL | [25 empty] | 4.4 | 8130 | 135.5 | 60 | 6.1 | 1 | 5000 | 83 |  |  | 4 | NO | NO | NO | [8 empty] | 2018-11-02 | NO | NO | NO | [6 empty] | AC | [7 empty] | NO
PPJATKUX | Mobern Lighting Co | Mobern Lighting | LPLIA48-LED1U2D90DMVWH30 | Indoor Luminaires | Linear Ambient | Direct Linear Ambient Luminaires |  | standard | NO | [10 empty] | 2017-06-12 | Dimmable | Continuous Below 10 | YES |  | FFFIFL | [25 empty] | 4.4 | 10334 | 114.4 | 90 | 6.1 | 1 | 3000 | 84 |  |  | 4 | NO | NO | NO | [8 empty] | 2018-11-02 | NO | NO | NO | [6 empty] | AC | [7 empty] | NO
P5T61VWX | Mobern Lighting Co | Mobern Lighting | LPLIA48-LED1U2D90DMVWH35 | Indoor Luminaires | Linear Ambient | Direct Linear Ambient Luminaires |  | standard | NO | [10 empty] | 2017-06-12 | Dimmable | Continuous Below 10 | YES |  | FFFIFL | [25 empty] | 4.4 | 10440 | 115.61 | 90 | 6.1 | 1 | 3500 | 84 |  |  | 4 | NO | NO | NO | [8 empty] | 2018-11-02 | NO | NO | NO | [6 empty] | AC | [7 empty] | NO
PMAS25BU | Mobern Lighting Co | Mobern Lighting | LPLIA48-LED1U2D90DMVWH40 | Indoor Luminaires | Linear Ambient | Direct Linear Ambient Luminaires |  | standard | NO | [10 empty] | 2017-06-12 | Dimmable | Continuous Below 10 | YES |  | FFFIFL | [25 empty] | 4.4 | 10820 | 119.82 | 90 | 6.1 | 1 | 4000 | 84 |  |  | 4 | NO | NO | NO | [8 empty] | 2018-11-02 | NO | NO | NO | [6 empty] | AC | [7 empty] | NO
PRYKUHBF | Mobern Lighting Co | Mobern Lighting | LPLIA48-LED1U2D90DMVWH50 | Indoor Luminaires | Linear Ambient | Direct Linear Ambient Luminaires |  | standard | NO | [10 empty] | 2017-06-12 | Dimmable | Continuous Below 10 | YES |  | FFFIFL | [25 empty] | 4.4 | 11145 | 123.42 | 90 | 6.1 | 1 | 5000 | 83 |  |  | 4 | NO | NO | NO | [8 empty] | 2018-11-02 | NO | NO | NO | [6 empty] | AC | [7 empty] | NO
P2T22XCP | Mobern Lighting Co | Mobern Lighting | LPLIA48-LED24DMVWH30 | Indoor Luminaires | Linear Ambient | Direct Linear Ambient Luminaires |  | standard | YES |  | 2893 | 126.9 | 22.8 | 8.5 | 0.941 | 3102 | 84 | 5 | 50000 | 2017-06-12 | Dimmable | Continuous Below 10 | YES |  | FFFIFL | [15 empty] | 75.3 | [9 empty] | 4.4 | 2893 | 126.9 | 22.81 | 8.1 | 0.99 | 3000 | 84 |  |  | 4 | NO | NO | NO | [8 empty] | 2018-11-02 | NO | NO | NO | [6 empty] | AC | [7 empty] | NO
P6RK2P48 | Mobern Lighting Co | Mobern Lighting | LPLIA48-LED24DMVWH35 | Indoor Luminaires | Linear Ambient | Direct Linear Ambient Luminaires |  | standard | NO | [10 empty] | 2017-06-12 | Dimmable | Continuous Below 10 | YES |  | FFFIFL | [25 empty] | 4.4 | 2935 | 128.7 | 22.81 | 8.1 | 0.99 | 3500 | 84 |  |  | 4 | NO | NO | NO | [8 empty] | 2018-11-02 | NO | NO | NO | [6 empty] | AC | [7 empty] | NO
PP88YZQD | Mobern Lighting Co | Mobern Lighting | LPLIA48-LED24DMVWH40 | Indoor Luminaires | Linear Ambient | Direct Linear Ambient Luminaires |  | standard | NO | [10 empty] | 2017-06-12 | Dimmable | Continuous Below 10 | YES |  | FFFIFL | [25 empty] | 4.4 | 3025 | 132.6 | 22.81 | 8.1 | 0.99 | 4000 | 84 |  |  | 4 | NO | NO | NO | [8 empty] | 2018-11-02 | NO | NO | NO | [6 empty] | AC | [7 empty] | NO
PKH7VCV7 | Mobern Lighting Co | Mobern Lighting | LPLIA48-LED24DMVWH50 | Indoor Luminaires | Linear Ambient | Direct Linear Ambient Luminaires |  | standard | NO | [10 empty] | 2017-06-12 | Dimmable | Continuous Below 10 | YES |  | FFFIFL | [25 empty] | 4.4 | 3115 | 136.6 | 22.81 | 8.1 | 0.99 | 5000 | 83 |  |  | 4 | NO | NO | NO | [8 empty] | 2018-11-02 | NO | NO | NO | [6 empty] | AC | [7 empty] | NO
PYDCVJDG | Mobern Lighting Co | Mobern Lighting | LPLIA48-LED35DMVWH30 | Indoor Luminaires | Linear Ambient | Direct Linear Ambient Luminaires |  | standard | NO | [10 empty] | 2017-06-12 | Dimmable | Continuous Below 10 | YES |  | FFFIFL | [25 empty] | 4.4 | 4300 | 122.9 | 35 | 8.1 | 0.99 | 3000 | 84 |  |  | 4 | NO | NO | NO | [8 empty] | 2018-11-02 | NO | NO | NO | [6 empty] | AC | [7 empty] | NO
PR58NB33 | Mobern Lighting Co | Mobern Lighting | LPLIA48-LED35DMVWH35 | Indoor Luminaires | Linear Ambient | Direct Linear Ambient Luminaires |  | standard | NO | [10 empty] | 2017-06-12 | Dimmable | Continuous Below 10 | YES |  | FFFIFL | [25 empty] | 4.4 | 4370 | 124.9 | 35 | 8.1 | 0.99 | 3500 | 84 |  |  | 4 | NO | NO | NO | [8 empty] | 2018-11-02 | NO | NO | NO | [6 empty] | AC | [7 empty] | NO
P2BH4MQX | Mobern Lighting Co | Mobern Lighting | LPLIA48-LED35DMVWH40 | Indoor Luminaires | Linear Ambient | Direct Linear Ambient Luminaires |  | standard | NO | [10 empty] | 2017-06-12 | Dimmable | Continuous Below 10 | YES |  | FFFIFL | [25 empty] | 4.4 | 4505 | 128.7 | 35 | 8.1 | 0.99 | 4000 | 84 |  |  | 4 | NO | NO | NO | [8 empty] | 2018-11-02 | NO | NO | NO | [6 empty] | AC | [7 empty] | NO
PF84YUAS | Mobern Lighting Co | Mobern Lighting | LPLIA48-LED35DMVWH50 | Indoor Luminaires | Linear Ambient | Direct Linear Ambient Luminaires |  | standard | NO | [10 empty] | 2017-06-12 | Dimmable | Continuous Below 10 | YES |  | FFFIFL | [25 empty] | 4.4 | 4640 | 132.6 | 35 | 8.1 | 0.99 | 5000 | 83 |  |  | 4 | NO | NO | NO | [8 empty] | 2018-11-02 | NO | NO | NO | [6 empty] | AC | [7 empty] | NO
PJ5GUTSG | Mobern Lighting Co | Mobern Lighting | LPLIA48-LED48DMVWH30 | Indoor Luminaires | Linear Ambient | Direct Linear Ambient Luminaires |  | standard | NO | [10 empty] | 2017-06-12 | Dimmable | Continuous Below 10 | YES |  | FFFIFL | [25 empty] | 4.4 | 5660 | 117.9 | 48 | 4.6 | 1 | 3000 | 84 |  |  | 4 | NO | NO | NO | [8 empty] | 2018-11-02 | NO | NO | NO | [6 empty] | AC | [7 empty] | NO
PNGGDZ18 | Mobern Lighting Co | Mobern Lighting | LPLIA48-LED48DMVWH35 | Indoor Luminaires | Linear Ambient | Direct Linear Ambient Luminaires |  | standard | NO | [10 empty] | 2017-06-12 | Dimmable | Continuous Below 10 | YES |  | FFFIFL | [25 empty] | 4.4 | 5750 | 119.8 | 48 | 4.6 | 1 | 3500 | 84 |  |  | 4 | NO | NO | NO | [8 empty] | 2018-11-02 | NO | NO | NO | [6 empty] | AC | [7 empty] | NO
PC9MYWKT | Mobern Lighting Co | Mobern Lighting | LPLIA48-LED48DMVWH40 | Indoor Luminaires | Linear Ambient | Direct Linear Ambient Luminaires |  | standard | NO | [10 empty] | 2017-06-12 | Dimmable | Continuous Below 10 | YES |  | FFFIFL | [25 empty] | 4.4 | 5925 | 123.4 | 48 | 4.6 | 1 | 4000 | 84 |  |  | 4 | NO | NO | NO | [8 empty] | 2018-11-02 | NO | NO | NO | [6 empty] | AC | [7 empty] | NO
PGY12EJT | Mobern Lighting Co | Mobern Lighting | LPLIA48-LED48DMVWH50 | Indoor Luminaires | Linear Ambient | Direct Linear Ambient Luminaires |  | standard | NO | [10 empty] | 2017-06-12 | Dimmable | Continuous Below 10 | YES |  | FFFIFL | [25 empty] | 4.4 | 6105 | 127.2 | 48 | 4.6 | 1 | 5000 | 83 |  |  | 4 | NO | NO | NO | [8 empty] | 2018-11-02 | NO | NO | NO | [6 empty] | AC | [7 empty] | NO
PFH61D1F | Mobern Lighting Co | Mobern Lighting | LPLIA48-LED60DMVWH30 | Indoor Luminaires | Linear Ambient | Direct Linear Ambient Luminaires |  | standard | YES |  | 6592 | 111.4 | 59.2 | 6.2 | 0.985 | 3102 | 84 | 5 | 50000 | 2017-06-12 | Dimmable | Continuous Below 10 | YES |  | FFFIFL | [15 empty] | 75.2 | [9 empty] | 4.4 | 6592 | 111.35 | 59.2 | 4.6 | 1 | 3000 | 84 |  |  | 4 | NO | NO | NO | [8 empty] | 2018-11-02 | NO | NO | NO | [6 empty] | AC | [7 empty] | NO
PA23UMVQ | Mobern Lighting Co | Mobern Lighting | LPLIA48-LED60DMVWH35 | Indoor Luminaires | Linear Ambient | Direct Linear Ambient Luminaires |  | standard | NO | [10 empty] | 2017-06-12 | Dimmable | Continuous Below 10 | YES |  | FFFIFL | [25 empty] | 4.4 | 6695 | 113.09 | 59.2 | 4.6 | 1 | 3500 | 84 |  |  | 4 | NO | NO | NO | [8 empty] | 2018-11-02 | NO | NO | NO | [6 empty] | AC | [7 empty] | NO
P4B1WYZC | Mobern Lighting Co | Mobern Lighting | LPLIA48-LED60DMVWH40 | Indoor Luminaires | Linear Ambient | Direct Linear Ambient Luminaires |  | standard | NO | [10 empty] | 2017-06-12 | Dimmable | Continuous Below 10 | YES |  | FFFIFL | [25 empty] | 4.4 | 6900 | 116.55 | 59.2 | 4.6 | 1 | 4000 | 84 |  |  | 4 | NO | NO | NO | [8 empty] | 2018-11-02 | NO | NO | NO | [6 empty] | AC | [7 empty] | NO
P8TA7Z9C | Mobern Lighting Co | Mobern Lighting | LPLIA48-LED60DMVWH50 | Indoor Luminaires | Linear Ambient | Direct Linear Ambient Luminaires |  | standard | NO | [10 empty] | 2017-06-12 | Dimmable | Continuous Below 10 | YES |  | FFFIFL | [25 empty] | 4.4 | 7105 | 120.02 | 59.2 | 4.6 | 1 | 5000 | 83 |  |  | 4 | NO | NO | NO | [8 empty] | 2018-11-02 | NO | NO | NO | [6 empty] | AC | [7 empty] | NO
PAFR4QK5 | Mobern Lighting Co | Mobern Lighting | LPLIA96-LED120DMVWH30 | Indoor Luminaires | Linear Ambient | Direct Linear Ambient Luminaires |  | standard | NO | [10 empty] | 2017-06-12 | Dimmable | Continuous Below 10 | YES |  | FFFIFL | [25 empty] | 4.4 | 13184 | 111.35 | 118.4 | 4.6 | 1 | 3000 | 84 |  |  | 8 | NO | NO | NO | [8 empty] | 2018-11-02 | NO | NO | NO | [6 empty] | AC | [7 empty] | NO
PMMSWJVN | Mobern Lighting Co | Mobern Lighting | LPLIA96-LED120DMVWH35 | Indoor Luminaires | Linear Ambient | Direct Linear Ambient Luminaires |  | standard | NO | [10 empty] | 2017-06-12 | Dimmable | Continuous Below 10 | YES |  | FFFIFL | [25 empty] | 4.4 | 13390 | 113.09 | 118.4 | 4.6 | 1 | 3500 | 84 |  |  | 8 | NO | NO | NO | [8 empty] | 2018-11-02 | NO | NO | NO | [6 empty] | AC | [7 empty] | NO
P24PJ23R | Mobern Lighting Co | Mobern Lighting | LPLIA96-LED120DMVWH40 | Indoor Luminaires | Linear Ambient | Direct Linear Ambient Luminaires |  | standard | NO | [10 empty] | 2017-06-12 | Dimmable | Continuous Below 10 | YES |  | FFFIFL | [25 empty] | 4.4 | 13800 | 116.55 | 118.4 | 4.6 | 1 | 4000 | 84 |  |  | 8 | NO | NO | NO | [8 empty] | 2018-11-02 | NO | NO | NO | [6 empty] | AC | [7 empty] | NO
P9RECFX2 | Mobern Lighting Co | Mobern Lighting | LPLIA96-LED120DMVWH50 | Indoor Luminaires | Linear Ambient | Direct Linear Ambient Luminaires |  | standard | NO | [10 empty] | 2017-06-12 | Dimmable | Continuous Below 10 | YES |  | FFFIFL | [25 empty] | 4.4 | 14210 | 120.02 | 118.4 | 4.6 | 1 | 5000 | 83 |  |  | 8 | NO | NO | NO | [8 empty] | 2018-11-02 | NO | NO | NO | [6 empty] | AC | [7 empty] | NO
PAZGDMD4 | Mobern Lighting Co | Mobern Lighting | LPLIA96-LED1U2D120DMVWH30 | Indoor Luminaires | Linear Ambient | Direct Linear Ambient Luminaires |  | standard | NO | [10 empty] | 2017-06-12 | Dimmable | Continuous Below 10 | YES |  | FFFIFL | [25 empty] | 4.4 | 15080 | 125.67 | 120 | 9.9 | 0.97 | 3000 | 84 |  |  | 8 | NO | NO | NO | [8 empty] | 2018-11-02 | NO | NO | NO | [6 empty] | AC | [7 empty] | NO
PJ4WNG34 | Mobern Lighting Co | Mobern Lighting | LPLIA96-LED1U2D120DMVWH35 | Indoor Luminaires | Linear Ambient | Direct Linear Ambient Luminaires |  | standard | NO | [10 empty] | 2017-06-12 | Dimmable | Continuous Below 10 | YES |  | FFFIFL | [25 empty] | 4.4 | 15320 | 127.67 | 120 | 9.9 | 0.97 | 3500 | 84 |  |  | 8 | NO | NO | NO | [8 empty] | 2018-11-02 | NO | NO | NO | [6 empty] | AC | [7 empty] | NO
P83DD8HM | Mobern Lighting Co | Mobern Lighting | LPLIA96-LED1U2D120DMVWH40 | Indoor Luminaires | Linear Ambient | Direct Linear Ambient Luminaires |  | standard | NO | [10 empty] | 2017-06-12 | Dimmable | Continuous Below 10 | YES |  | FFFIFL | [25 empty] | 4.4 | 15790 | 131.58 | 120 | 9.9 | 0.97 | 4000 | 84 |  |  | 8 | NO | NO | NO | [8 empty] | 2018-11-02 | NO | NO | NO | [6 empty] | AC | [7 empty] | NO
PZDCHHR6 | Mobern Lighting Co | Mobern Lighting | LPLIA96-LED1U2D120DMVWH50 | Indoor Luminaires | Linear Ambient | Direct Linear Ambient Luminaires |  | standard | NO | [10 empty] | 2017-06-12 | Dimmable | Continuous Below 10 | YES |  | FFFIFL | [25 empty] | 4.4 | 16260 | 135.5 | 120 | 9.9 | 0.97 | 5000 | 83 |  |  | 8 | NO | NO | NO | [8 empty] | 2018-11-02 | NO | NO | NO | [6 empty] | AC | [7 empty] | NO
PXR39QXD | Mobern Lighting Co | Mobern Lighting | LPLIA96-LED1U2D180DMVWH30 | Indoor Luminaires | Linear Ambient | Direct Linear Ambient Luminaires |  | standard | NO | [10 empty] | 2017-06-12 | Dimmable | Continuous Below 10 | YES |  | FFFIFL | [25 empty] | 4.4 | 20668 | 114.82 | 180 | 9.9 | 0.97 | 3000 | 84 |  |  | 8 | NO | NO | NO | [8 empty] | 2018-11-02 | NO | NO | NO | [6 empty] | AC | [7 empty] | NO
PKF2USC2 | Mobern Lighting Co | Mobern Lighting | LPLIA96-LED1U2D180DMVWH35 | Indoor Luminaires | Linear Ambient | Direct Linear Ambient Luminaires |  | standard | NO | [10 empty] | 2017-06-12 | Dimmable | Continuous Below 10 | YES |  | FFFIFL | [25 empty] | 4.4 | 20880 | 116 | 180 | 9.9 | 0.97 | 3500 | 84 |  |  | 8 | NO | NO | NO | [8 empty] | 2018-11-02 | NO | NO | NO | [6 empty] | AC | [7 empty] | NO
P4SYFPX1 | Mobern Lighting Co | Mobern Lighting | LPLIA96-LED1U2D180DMVWH40 | Indoor Luminaires | Linear Ambient | Direct Linear Ambient Luminaires |  | standard | NO | [10 empty] | 2017-06-12 | Dimmable | Continuous Below 10 | YES |  | FFFIFL | [25 empty] | 4.4 | 21640 | 120.22 | 180 | 9.9 | 0.97 | 4000 | 84 |  |  | 8 | NO | NO | NO | [8 empty] | 2018-11-02 | NO | NO | NO | [6 empty] | AC | [7 empty] | NO
PKRFU4VM | Mobern Lighting Co | Mobern Lighting | LPLIA96-LED1U2D180DMVWH50 | Indoor Luminaires | Linear Ambient | Direct Linear Ambient Luminaires |  | standard | NO | [10 empty] | 2017-06-12 | Dimmable | Continuous Below 10 | YES |  | FFFIFL | [25 empty] | 4.4 | 22290 | 123.83 | 180 | 9.9 | 0.97 | 5000 | 83 |  |  | 8 | NO | NO | NO | [8 empty] | 2018-11-02 | NO | NO | NO | [6 empty] | AC | [7 empty] | NO
PJP6MZ2B | Mobern Lighting Co | Mobern Lighting | LPLIA96-LED1U2D70DMVWH30 | Indoor Luminaires | Linear Ambient | Direct Linear Ambient Luminaires |  | standard | NO | [10 empty] | 2017-06-12 | Dimmable | Continuous Below 10 | YES |  | FFFIFL | [25 empty] | 4.4 | 9158 | 130.09 | 70.4 | 9.9 | 0.97 | 3000 | 84 |  |  | 8 | NO | NO | NO | [8 empty] | 2018-11-02 | NO | NO | NO | [6 empty] | AC | [7 empty] | NO
PQ93Y5YN | Mobern Lighting Co | Mobern Lighting | LPLIA96-LED1U2D70DMVWH35 | Indoor Luminaires | Linear Ambient | Direct Linear Ambient Luminaires |  | standard | NO | [10 empty] | 2017-06-12 | Dimmable | Continuous Below 10 | YES |  | FFFIFL | [25 empty] | 4.4 | 9310 | 132.24 | 70.4 | 9.9 | 0.97 | 3500 | 84 |  |  | 8 | NO | NO | NO | [8 empty] | 2018-11-02 | NO | NO | NO | [6 empty] | AC | [7 empty] | NO
P88G98UE | Mobern Lighting Co | Mobern Lighting | LPLIA96-LED1U2D70DMVWH40 | Indoor Luminaires | Linear Ambient | Direct Linear Ambient Luminaires |  | standard | NO | [10 empty] | 2017-06-12 | Dimmable | Continuous Below 10 | YES |  | FFFIFL | [25 empty] | 4.4 | 9580 | 136.08 | 70.4 | 9.9 | 0.97 | 4000 | 84 |  |  | 8 | NO | NO | NO | [8 empty] | 2018-11-02 | NO | NO | NO | [6 empty] | AC | [7 empty] | NO
PNNGDWQ8 | Mobern Lighting Co | Mobern Lighting | LPLIA96-LED1U2D70DMVWH50 | Indoor Luminaires | Linear Ambient | Direct Linear Ambient Luminaires |  | standard | NO | [10 empty] | 2017-06-12 | Dimmable | Continuous Below 10 | YES |  | FFFIFL | [25 empty] | 4.4 | 9874 | 140.26 | 70.4 | 9.9 | 0.97 | 5000 | 83 |  |  | 8 | NO | NO | NO | [8 empty] | 2018-11-02 | NO | NO | NO | [6 empty] | AC | [7 empty] | NO
PV19BTSV | Mobern Lighting Co | Mobern Lighting | LPLIA96-LED1U2D96DMVWH30 | Indoor Luminaires | Linear Ambient | Direct Linear Ambient Luminaires |  | standard | NO | [10 empty] | 2017-06-12 | Dimmable | Continuous Below 10 | YES |  | FFFIFL | [25 empty] | 4.4 | 12360 | 128.75 | 96 | 9.9 | 0.97 | 3000 | 84 |  |  | 8 | NO | NO | NO | [8 empty] | 2018-11-02 | NO | NO | NO | [6 empty] | AC | [7 empty] | NO
PE9P65W6 | Mobern Lighting Co | Mobern Lighting | LPLIA96-LED1U2D96DMVWH35 | Indoor Luminaires | Linear Ambient | Direct Linear Ambient Luminaires |  | standard | NO | [10 empty] | 2017-06-12 | Dimmable | Continuous Below 10 | YES |  | FFFIFL | [25 empty] | 4.4 | 12550 | 130.73 | 96 | 9.9 | 0.97 | 3500 | 84 |  |  | 8 | NO | NO | NO | [8 empty] | 2018-11-02 | NO | NO | NO | [6 empty] | AC | [7 empty] | NO
PAYDAPFS | Mobern Lighting Co | Mobern Lighting | LPLIA96-LED1U2D96DMVWH40 | Indoor Luminaires | Linear Ambient | Direct Linear Ambient Luminaires |  | standard | NO | [10 empty] | 2017-06-12 | Dimmable | Continuous Below 10 | YES |  | FFFIFL | [25 empty] | 4.4 | 12940 | 134.79 | 96 | 9.9 | 0.97 | 4000 | 84 |  |  | 8 | NO | NO | NO | [8 empty] | 2018-11-02 | NO | NO | NO | [6 empty] | AC | [7 empty] | NO
PZDUJTB7 | Mobern Lighting Co | Mobern Lighting | LPLIA96-LED1U2D96DMVWH50 | Indoor Luminaires | Linear Ambient | Direct Linear Ambient Luminaires |  | standard | NO | [10 empty] | 2017-06-12 | Dimmable | Continuous Below 10 | YES |  | FFFIFL | [25 empty] | 4.4 | 13320 | 138.75 | 96 | 9.9 | 0.97 | 5000 | 83 |  |  | 8 | NO | NO | NO | [8 empty] | 2018-11-02 | NO | NO | NO | [6 empty] | AC | [7 empty] | NO
PFR3NGZF | Mobern Lighting Co | Mobern Lighting | LPLIA96-LED48DMVWH30 | Indoor Luminaires | Linear Ambient | Direct Linear Ambient Luminaires |  | standard | NO | [10 empty] | 2017-06-12 | Dimmable | Continuous Below 10 | YES |  | FFFIFL | [25 empty] | 4.4 | 5660 | 117.9 | 48 | 8.1 | 0.99 | 3000 | 84 |  |  | 8 | NO | NO | NO | [8 empty] | 2018-11-02 | NO | NO | NO | [6 empty] | AC | [7 empty] | NO
P9KPWA2C | Mobern Lighting Co | Mobern Lighting | LPLIA96-LED48DMVWH35 | Indoor Luminaires | Linear Ambient | Direct Linear Ambient Luminaires |  | standard | NO | [10 empty] | 2017-06-12 | Dimmable | Continuous Below 10 | YES |  | FFFIFL | [25 empty] | 4.4 | 5750 | 119.8 | 48 | 8.1 | 0.99 | 3500 | 84 |  |  | 8 | NO | NO | NO | [8 empty] | 2018-11-02 | NO | NO | NO | [6 empty] | AC | [7 empty] | NO
PHTDKZCP | Mobern Lighting Co | Mobern Lighting | LPLIA96-LED48DMVWH40 | Indoor Luminaires | Linear Ambient | Direct Linear Ambient Luminaires |  | standard | NO | [10 empty] | 2017-06-12 | Dimmable | Continuous Below 10 | YES |  | FFFIFL | [25 empty] | 4.4 | 5925 | 123.4 | 48 | 8.1 | 0.99 | 4000 | 84 |  |  | 8 | NO | NO | NO | [8 empty] | 2018-11-02 | NO | NO | NO | [6 empty] | AC | [7 empty] | NO
PXAESVQG | Mobern Lighting Co | Mobern Lighting | LPLIA96-LED48DMVWH50 | Indoor Luminaires | Linear Ambient | Direct Linear Ambient Luminaires |  | standard | NO | [10 empty] | 2017-06-12 | Dimmable | Continuous Below 10 | YES |  | FFFIFL | [25 empty] | 4.4 | 6105 | 127.2 | 48 | 8.1 | 0.99 | 5000 | 83 |  |  | 8 | NO | NO | NO | [8 empty] | 2018-11-02 | NO | NO | NO | [6 empty] | AC | [7 empty] | NO
PZ63Q1D4 | Mobern Lighting Co | Mobern Lighting | LPLIA96-LED70DMVWH30 | Indoor Luminaires | Linear Ambient | Direct Linear Ambient Luminaires |  | standard | NO | [10 empty] | 2017-06-12 | Dimmable | Continuous Below 10 | YES |  | FFFIFL | [25 empty] | 4.4 | 8600 | 122.9 | 70 | 8.1 | 0.99 | 3000 | 84 |  |  | 8 | NO | NO | NO | [8 empty] | 2018-11-02 | NO | NO | NO | [6 empty] | AC | [7 empty] | NO
PK9GD6H5 | Mobern Lighting Co | Mobern Lighting | LPLIA96-LED70DMVWH35 | Indoor Luminaires | Linear Ambient | Direct Linear Ambient Luminaires |  | standard | NO | [10 empty] | 2017-06-12 | Dimmable | Continuous Below 10 | YES |  | FFFIFL | [25 empty] | 4.4 | 8740 | 124.9 | 70 | 8.1 | 0.99 | 3500 | 84 |  |  | 8 | NO | NO | NO | [8 empty] | 2018-11-02 | NO | NO | NO | [6 empty] | AC | [7 empty] | NO
P1MAY7A1 | Mobern Lighting Co | Mobern Lighting | LPLIA96-LED70DMVWH40 | Indoor Luminaires | Linear Ambient | Direct Linear Ambient Luminaires |  | standard | NO | [10 empty] | 2017-06-12 | Dimmable | Continuous Below 10 | YES |  | FFFIFL | [25 empty] | 4.4 | 9010 | 128.7 | 70 | 8.1 | 0.99 | 4000 | 84 |  |  | 8 | NO | NO | NO | [8 empty] | 2018-11-02 | NO | NO | NO | [6 empty] | AC | [7 empty] | NO
P96X97ZU | Mobern Lighting Co | Mobern Lighting | LPLIA96-LED70DMVWH50 | Indoor Luminaires | Linear Ambient | Direct Linear Ambient Luminaires |  | standard | NO | [10 empty] | 2017-06-12 | Dimmable | Continuous Below 10 | YES |  | FFFIFL | [25 empty] | 4.4 | 9280 | 132.6 | 70 | 8.1 | 0.99 | 5000 | 83 |  |  | 8 | NO | NO | NO | [8 empty] | 2018-11-02 | NO | NO | NO | [6 empty] | AC | [7 empty] | NO
PQY5XJ9J | Mobern Lighting Co | Mobern Lighting | LPLIA96-LED96DMVWH30 | Indoor Luminaires | Linear Ambient | Direct Linear Ambient Luminaires |  | standard | NO | [10 empty] | 2017-06-12 | Dimmable | Continuous Below 10 | YES |  | FFFIFL | [25 empty] | 4.4 | 11320 | 117.9 | 96 | 4.6 | 1 | 3000 | 84 |  |  | 8 | NO | NO | NO | [8 empty] | 2018-11-02 | NO | NO | NO | [6 empty] | AC | [7 empty] | NO
PPVFJYH7 | Mobern Lighting Co | Mobern Lighting | LPLIA96-LED96DMVWH35 | Indoor Luminaires | Linear Ambient | Direct Linear Ambient Luminaires |  | standard | NO | [10 empty] | 2017-06-12 | Dimmable | Continuous Below 10 | YES |  | FFFIFL | [25 empty] | 4.4 | 11500 | 119.8 | 96 | 4.6 | 1 | 3500 | 84 |  |  | 8 | NO | NO | NO | [8 empty] | 2018-11-02 | NO | NO | NO | [6 empty] | AC | [7 empty] | NO
PT7F44T6 | Mobern Lighting Co | Mobern Lighting | LPLIA96-LED96DMVWH40 | Indoor Luminaires | Linear Ambient | Direct Linear Ambient Luminaires |  | standard | NO | [10 empty] | 2017-06-12 | Dimmable | Continuous Below 10 | YES |  | FFFIFL | [25 empty] | 4.4 | 11850 | 123.4 | 96 | 4.6 | 1 | 4000 | 84 |  |  | 8 | NO | NO | NO | [8 empty] | 2018-11-02 | NO | NO | NO | [6 empty] | AC | [7 empty] | NO
PYD4XQRZ | Mobern Lighting Co | Mobern Lighting | LPLIA96-LED96DMVWH50 | Indoor Luminaires | Linear Ambient | Direct Linear Ambient Luminaires |  | standard | NO | [10 empty] | 2017-06-12 | Dimmable | Continuous Below 10 | YES |  | FFFIFL | [25 empty] | 4.4 | 12210 | 127.2 | 96 | 4.6 | 1 | 5000 | 83 |  |  | 8 | NO | NO | NO | [8 empty] | 2018-11-02 | NO | NO | NO | [6 empty] | AC | [7 empty] | NO
P5K49GJE | Mobern Lighting Co | Mobern Lighting | LSAR48-LED24DMV30 | Indoor Luminaires | Linear Ambient | Direct Linear Ambient Luminaires |  | Premium | NO | [10 empty] | 2017-01-06 | Dimmable | Continuous Below 10 | YES |  | EEEEVY | [15 empty] | 61.8 | [9 empty] | 4.4 | 3222.7 | 132.5 | 24.33 | 20 | 0.9 | 3000 | 82.2 |  |  | 4 | NO | NO | NO | 2018-05-02 | 4.3 |  | Premium |  |  |  |  | 2018-11-02 | NO | NO | NO | [6 empty] | AC | [7 empty] | NO
P76VXZ1H | Mobern Lighting Co | Mobern Lighting | LSAR48-LED40DMV30 | Indoor Luminaires | High-Bay | High-Bay Luminaires for Commercial and Industrial Buildings |  | standard | YES |  | 28802.8 | 120.48 | 239.06 | 16.4 | 0.917 | 2990 | 82.5 | 5 | 50000 | 2017-01-06 | Not Dimmable | Not Dimmable | YES | Update rated power to match test data | EEEEVW | [12 empty] | 38.5 | [12 empty] | 4.4 | 5122.3 | 132 | 40.5 | 20 | 0.9 | 3000 | 82.1 |  |  |  | NO | NO | NO | 2018-05-02 | 4.3 |  | standard |  |  |  |  | 2018-11-02 | NO | NO | NO | [6 empty] | AC | [7 empty] | NO
PE25S64N | Mobern Lighting Co | Mobern Lighting | LSAR48-LED40DMV35 | Indoor Luminaires | Linear Ambient | Direct Linear Ambient Luminaires |  | Premium | NO | [10 empty] | 2017-01-06 | Dimmable | Continuous Below 10 | YES |  | EEEEVY | [25 empty] | 4.4 | 5122.3 | 132 | 39.86 | 20 | 0.9 | 3500 | 82.1 |  |  | 4 | NO | NO | NO | 2018-05-02 | 4.3 |  | Premium |  |  |  |  | 2018-11-02 | NO | NO | NO | [6 empty] | AC | [7 empty] | NO
P3BHFG29 | Mobern Lighting Co | Mobern Lighting | LSAR48-LED40DMV40 | Indoor Luminaires | Linear Ambient | Direct Linear Ambient Luminaires |  | Premium | NO | [10 empty] | 2017-01-06 | Dimmable | Continuous Below 10 | YES |  | EEEEVY | [25 empty] | 4.4 | 5389 | 133.6 | 40.33 | 20 | 0.9 | 4000 | 82.1 |  |  | 4 | NO | NO | NO | 2018-05-02 | 4.3 |  | Premium |  |  |  |  | 2018-11-02 | NO | NO | NO | [6 empty] | AC | [7 empty] | NO
PSHC8M3B | Mobern Lighting Co | Mobern Lighting | LSAR48-LED40DMV50 | Indoor Luminaires | Linear Ambient | Direct Linear Ambient Luminaires |  | Premium | NO | [10 empty] | 2017-01-06 | Dimmable | Continuous Below 10 | YES |  | EEEEVY | [25 empty] | 4.4 | 5399 | 135 | 39.98 | 20 | 0.9 | 5000 | 82.1 |  |  | 4 | NO | NO | NO | 2018-05-02 | 4.3 |  | Premium |  |  |  |  | 2018-11-02 | NO | NO | NO | [6 empty] | AC | [7 empty] | NO
PXCP3BR6 | Mobern Lighting Co | Mobern Lighting | LSAR96-LED60DMV30 | Indoor Luminaires | Linear Ambient | Direct Linear Ambient Luminaires |  | Premium | NO | [10 empty] | 2017-01-06 | Dimmable | Continuous Below 10 | YES |  | EEEEVY | [25 empty] | 4.4 | 7950 | 132.5 | 60 | 20 | 0.9 | 3000 | 82.2 |  |  | 8 | NO | NO | NO | 2018-05-02 | 4.3 |  | Premium |  |  |  |  | 2018-11-02 | NO | NO | NO | [6 empty] | AC | [7 empty] | NO
PU292B4T | Mobern Lighting Co | Mobern Lighting | LSAR96-LED60DMV35 | Indoor Luminaires | High-Bay | Low-Bay Luminaires for Commercial and Industrial Buildings |  | Premium | NO | [10 empty] | 2017-01-06 | Dimmable | Continuous Below 10 | YES |  | EEEEVW | [25 empty] | 4.4 | 8220 | 137 | 60 | 20 | 0.9 | 3500 | 82.1 |  |  |  | NO | NO | NO | 2018-05-02 | 4.3 |  | Premium |  |  |  |  | 2018-11-02 | NO | NO | NO | [6 empty] | AC | [7 empty] | NO
P72JTP2B | Mobern Lighting Co | Mobern Lighting | LSAR96-LED60DMV40 | Indoor Luminaires | High-Bay | Low-Bay Luminaires for Commercial and Industrial Buildings |  | Premium | NO | [10 empty] | 2017-01-06 | Dimmable | Continuous Below 10 | YES |  | EEEEVW | [25 empty] | 4.4 | 8280 | 138 | 60 | 20 | 0.9 | 4000 | 82.1 |  |  |  | NO | NO | NO | 2018-05-02 | 4.3 |  | Premium |  |  |  |  | 2018-11-02 | NO | NO | NO | [6 empty] | AC | [7 empty] | NO
PKRPB5CM | Mobern Lighting Co | Mobern Lighting | LSAR96-LED60DMV50 | Indoor Luminaires | High-Bay | Low-Bay Luminaires for Commercial and Industrial Buildings |  | Premium | NO | [10 empty] | 2017-01-06 | Dimmable | Continuous Below 10 | YES |  | EEEEVW | [25 empty] | 4.4 | 8400 | 140 | 60 | 20 | 0.9 | 5000 | 82.1 |  |  |  | NO | NO | NO | 2018-05-02 | 4.3 |  | Premium |  |  |  |  | 2018-11-02 | NO | NO | NO | [6 empty] | AC | [7 empty] | NO
P7RD4JGB | Mobern Lighting Co | Mobern Lighting | LSAR96-LED68DMV30 | Indoor Luminaires | High-Bay | Low-Bay Luminaires for Commercial and Industrial Buildings |  | Premium | NO | [10 empty] | 2017-01-06 | Dimmable | Continuous Below 10 | YES |  | EEEEVW | [25 empty] | 4.4 | 9010 | 132.5 | 68 | 20 | 0.9 | 3000 | 82.2 |  |  |  | NO | NO | NO | 2018-05-02 | 4.3 |  | Premium |  |  |  |  | 2018-11-02 | NO | NO | NO | [6 empty] | AC | [7 empty] | NO
P8A6YXD5 | Mobern Lighting Co | Mobern Lighting | LSAR96-LED68DMV35 | Indoor Luminaires | High-Bay | Low-Bay Luminaires for Commercial and Industrial Buildings |  | Premium | NO | [10 empty] | 2017-01-06 | Dimmable | Continuous Below 10 | YES |  | EEEEVW | [25 empty] | 4.4 | 9316 | 137 | 68 | 20 | 0.9 | 3500 | 82.1 |  |  |  | NO | NO | NO | 2018-05-02 | 4.3 |  | Premium |  |  |  |  | 2018-11-02 | NO | NO | NO | [6 empty] | AC | [7 empty] | NO
PR9ZYDN3 | Mobern Lighting Co | Mobern Lighting | LSAR96-LED68DMV40 | Indoor Luminaires | High-Bay | Low-Bay Luminaires for Commercial and Industrial Buildings |  | Premium | NO | [10 empty] | 2017-01-06 | Dimmable | Continuous Below 10 | YES |  | EEEEVW | [25 empty] | 4.4 | 9384 | 138 | 68 | 20 | 0.9 | 4000 | 82.1 |  |  |  | NO | NO | NO | 2018-05-02 | 4.3 |  | Premium |  |  |  |  | 2018-11-02 | NO | NO | NO | [6 empty] | AC | [7 empty] | NO
PDF694NX | Mobern Lighting Co | Mobern Lighting | LSAR96-LED68DMV50 | Indoor Luminaires | High-Bay | Low-Bay Luminaires for Commercial and Industrial Buildings |  | Premium | NO | [10 empty] | 2017-01-06 | Dimmable | Continuous Below 10 | YES |  | EEEEVW | [25 empty] | 4.4 | 9520 | 140 | 68 | 20 | 0.9 | 5000 | 82.1 |  |  |  | NO | NO | NO | 2018-05-02 | 4.3 |  | Premium |  |  |  |  | 2018-11-02 | NO | NO | NO | [6 empty] | AC | [7 empty] | NO
PLBJN2C8S07E | Mobern Lighting Co | Mobern Lighting | LSBR48-LED23(DMV,DHV)40(OS, blank)(EM,blank) | Indoor Luminaires | Linear Ambient | Direct Linear Ambient Luminaires |  | Premium | YES |  | 3016.73 | 129.92 | 23.22 | 15.47 | 0.9152 | 4024 | 84.3 | 5 | 50000 | 2019-04-17 | Dimmable | Continuous Above 10 | YES |  | VVVYCC | [15 empty] | 61.3 | [9 empty] | 4.4 | 3000 | 130 | 23 | 16 | 0.9 | 4000 | 84 |  |  | 3.94 | NO | NO | NO | [8 empty] | 2019-04-17 | NO | NO | NO | [6 empty] | AC | 120 | 480 | 120 |  | 3000 | 23 |  | NO
PL1LPWJWNBF1 | Mobern Lighting Co | Mobern Lighting | LSBR48-LED23(DMV,DHV)50(OS, blank)(EM,blank) | Indoor Luminaires | Linear Ambient | Direct Linear Ambient Luminaires |  | Premium | NO | [10 empty] | 2019-04-17 | Dimmable | Continuous Above 10 | YES |  | VVVYCC | [25 empty] | 4.4 | 3050 | 133 | 23 | 16 | 0.9 | 5000 | 85 |  |  | 3.94 | NO | NO | NO | [8 empty] | 2019-04-17 | NO | NO | NO | [6 empty] | AC | 120 | 480 |  |  | 3050 | 23 |  | NO
PLDNH46NPAHR | Mobern Lighting Co | Mobern Lighting | LSBR48-LED35(DMV,DHV)40(OS, blank)(EM,blank) | Indoor Luminaires | Linear Ambient | Direct Linear Ambient Luminaires |  | Premium | NO | [10 empty] | 2019-04-17 | Dimmable | Continuous Above 10 | YES |  | VVVYCC | [25 empty] | 4.4 | 4650 | 133 | 35 | 14 | 0.9 | 4000 | 85 |  |  | 3.94 | NO | NO | NO | [8 empty] | 2019-04-17 | NO | NO | NO | [6 empty] | AC | 120 | 480 |  |  | 4650 | 35 |  | NO
PL8WIKP0S1JG | Mobern Lighting Co | Mobern Lighting | LSBR48-LED35(DMV,DHV)50(OS, blank)(EM,blank) | Indoor Luminaires | Linear Ambient | Direct Linear Ambient Luminaires |  | Premium | NO | [10 empty] | 2019-04-17 | Dimmable | Continuous Above 10 | YES |  | VVVYCC | [25 empty] | 4.4 | 4700 | 134 | 35 | 14 | 0.9 | 5000 | 85 |  |  | 3.94 | NO | NO | NO | [8 empty] | 2019-04-17 | NO | NO | NO | [6 empty] | AC | 120 | 480 |  |  | 4700 | 35 |  | NO
PLNE9R3B4BSF | Mobern Lighting Co | Mobern Lighting | LSBR48-LED45(DMV,DHV)40(OS, blank)(EM,blank) | Indoor Luminaires | Linear Ambient | Direct Linear Ambient Luminaires |  | Premium | NO | [10 empty] | 2019-04-17 | Dimmable | Continuous Above 10 | YES |  | VVVYCC | [25 empty] | 4.4 | 6000 | 133 | 45 | 17 | 0.9 | 4000 | 84 |  |  | 3.94 | NO | NO | NO | [8 empty] | 2019-04-17 | NO | NO | NO | [6 empty] | AC | 120 | 480 |  |  | 6000 | 45 |  | NO
PLL36I7E4HH9 | Mobern Lighting Co | Mobern Lighting | LSBR48-LED45(DMV,DHV)50(OS, blank)(EM,blank) | Indoor Luminaires | Linear Ambient | Direct Linear Ambient Luminaires |  | Premium | NO | [10 empty] | 2019-04-17 | Dimmable | Continuous Above 10 | YES |  | VVVYCC | [25 empty] | 4.4 | 6050 | 134 | 45 | 17 | 0.9 | 5000 | 85 |  |  | 3.94 | NO | NO | NO | [8 empty] | 2019-04-17 | NO | NO | NO | [6 empty] | AC | 120 | 480 |  |  | 6050 | 45 |  | NO
PLZ6M9VN9X46 | Mobern Lighting Co | Mobern Lighting | LSBR96-LED46(DMV,DHV)40(OS, blank)(EM,blank) | Indoor Luminaires | Linear Ambient | Direct Linear Ambient Luminaires |  | Premium | NO | [10 empty] | 2019-04-17 | Dimmable | Continuous Above 10 | YES |  | VVVYCC | [25 empty] | 4.4 | 6050 | 132 | 46 | 16 | 0.9 | 4000 | 84 |  |  | 7.87 | NO | NO | NO | [8 empty] | 2019-04-17 | NO | NO | NO | [6 empty] | AC | 120 | 480 |  |  | 6050 | 46 |  | NO
PLLR8BFVQYFK | Mobern Lighting Co | Mobern Lighting | LSBR96-LED46(DMV,DHV)50(OS, blank)(EM,blank) | Indoor Luminaires | Linear Ambient | Direct Linear Ambient Luminaires |  | Premium | NO | [10 empty] | 2019-04-17 | Dimmable | Continuous Above 10 | YES |  | VVVYCC | [25 empty] | 4.4 | 6100 | 133 | 46 | 16 | 0.9 | 5000 | 85 |  |  | 7.87 | NO | NO | NO | [8 empty] | 2019-04-17 | NO | NO | NO | [6 empty] | AC | 120 | 480 |  |  | 6100 | 46 |  | NO
PL8UU1LNE1TG | Mobern Lighting Co | Mobern Lighting | LSBR96-LED65(DMV,DHV)40(OS, blank)(EM,blank) | Indoor Luminaires | Linear Ambient | Direct Linear Ambient Luminaires |  | Premium | NO | [10 empty] | 2019-04-17 | Dimmable | Continuous Above 10 | YES |  | VVVYCC | [25 empty] | 4.4 | 8700 | 134 | 65 | 19 | 0.9 | 4000 | 84 |  |  | 7.87 | NO | NO | NO | [8 empty] | 2019-04-17 | NO | NO | NO | [6 empty] | AC | 120 | 480 |  |  | 8700 | 65 |  | NO
PLK9T9EBD797 | Mobern Lighting Co | Mobern Lighting | LSBR96-LED65(DMV,DHV)50(OS, blank)(EM,blank) | Indoor Luminaires | Linear Ambient | Direct Linear Ambient Luminaires |  | Premium | NO | [10 empty] | 2019-04-17 | Dimmable | Continuous Above 10 | YES |  | VVVYCC | [25 empty] | 4.4 | 8750 | 135 | 65 | 19 | 0.9 | 5000 | 85 |  |  | 7.87 | NO | NO | NO | [8 empty] | 2019-04-17 | NO | NO | NO | [6 empty] | AC | 120 | 480 |  |  | 8750 | 65 |  | NO
PM583XR8 | Mobern Lighting Co | Mobern Lighting | MFPEL14-LED40DMVWH30 | Indoor Luminaires | Troffer | 1x4 Luminaires for Ambient Lighting of Interior Commercial Spaces |  | standard | NO | [10 empty] | 2017-01-06 | Dimmable | Continuous Below 10 | NO | X is placeholder for different edges for the product X can beACEGHJKLM Z can be S or V | EEEEVX | [25 empty] | 4.4 | 4724.2 | 118.22 | 40 | 20 | 0.9 | 3000 | 81.5 |  |  |  | NO | NO | NO | 2018-05-02 | 4.3 |  | standard |  |  |  |  | 2018-11-02 | NO | NO | NO | [6 empty] | AC | [7 empty] | NO
P2P51YF5 | Mobern Lighting Co | Mobern Lighting | MFPEL14-LED40DMVWH35 | Indoor Luminaires | Troffer | 1x4 Luminaires for Ambient Lighting of Interior Commercial Spaces |  | standard | NO | [10 empty] | 2017-01-06 | Dimmable | Continuous Below 10 | NO | X is placeholder for different edges for the product X can beACEGHJKLM Z can be S or V | EEEEVX | [25 empty] | 4.4 | 5035 | 125.8 | 40 | 20 | 0.9 | 3500 | 81.5 |  |  |  | NO | NO | NO | 2018-05-02 | 4.3 |  | standard |  |  |  |  | 2018-11-02 | NO | NO | NO | [6 empty] | AC | [7 empty] | NO
PRZN1ZU4 | Mobern Lighting Co | Mobern Lighting | MFPEL14-LED40DMVWH40 | Indoor Luminaires | Troffer | 1x4 Luminaires for Ambient Lighting of Interior Commercial Spaces |  | standard | NO | [10 empty] | 2017-01-06 | Dimmable | Continuous Below 10 | NO | X is placeholder for different edges for the product X can beACEGHJKLM Z can be S or V | EEEEVX | [25 empty] | 4.4 | 5035 | 125.8 | 40 | 20 | 0.9 | 4000 | 81.5 |  |  |  | NO | NO | NO | 2018-05-02 | 4.3 |  | standard |  |  |  |  | 2018-11-02 | NO | NO | NO | [6 empty] | AC | [7 empty] | NO
PJH5Q4QT | Mobern Lighting Co | Mobern Lighting | MFPEL14-LED40DMVWH50 | Indoor Luminaires | Troffer | 1x4 Luminaires for Ambient Lighting of Interior Commercial Spaces |  | standard | NO | [10 empty] | 2017-01-06 | Dimmable | Continuous Below 10 | NO | X is placeholder for different edges for the product X can beACEGHJKLM Z can be S or V | EEEEVX | [25 empty] | 4.4 | 5098 | 127 | 40 | 20 | 0.9 | 5000 | 81.5 |  |  |  | NO | NO | NO | 2018-05-02 | 4.3 |  | standard |  |  |  |  | 2018-11-02 | NO | NO | NO | [6 empty] | AC | [7 empty] | NO
PRFW4Y6W | Mobern Lighting Co | Mobern Lighting | MFPEL14-LED40MVWH30 | Indoor Luminaires | Troffer | 1x4 Luminaires for Ambient Lighting of Interior Commercial Spaces |  | standard | YES |  | 4724.2 | 118.22 | 39.96 | 15.72 | 0.9041 | 3033 | 82.7 | 5 | 50000 | 2017-01-06 | Not Dimmable | Not Dimmable | NO | X is placeholder for different edges for the product X can beACEGHJKLM Z can be S or V | EEEEVX | [15 empty] | 78.2 |  | 1.22 | 1.22 | [6 empty] | 4.4 | 4724.2 | 118.22 | 40 | 20 | 0.9 | 3000 | 81.5 |  |  |  | NO | NO | NO | 2018-05-02 | 4.3 |  | standard |  |  |  |  | 2018-11-02 | NO | NO | NO | [6 empty] | AC | [7 empty] | NO
PASZJBXU | Mobern Lighting Co | Mobern Lighting | MFPEL22-LED40DMVWH35 | Indoor Luminaires | Troffer | 2x2 Luminaires for Ambient Lighting of Interior Commercial Spaces |  | standard | NO | [10 empty] | 2017-01-06 | Dimmable | Continuous Below 10 | NO | X is placeholder for different edges for the product X can beACEGHJKLM Z can be S or V | EEEEWA | [25 empty] | 4.4 | 4800 | 120 | 40 | 18.35 | 0.9252 | 3500 | 82.3 |  |  |  | NO | NO | NO | 2018-05-02 | 4.3 |  | standard |  |  |  |  | 2018-11-02 | NO | NO | NO | [6 empty] | AC | [7 empty] | NO
P14EVKVR | Mobern Lighting Co | Mobern Lighting | MFPEL22-LED40DMVWH40 | Indoor Luminaires | Troffer | 2x2 Luminaires for Ambient Lighting of Interior Commercial Spaces |  | standard | NO | [10 empty] | 2017-01-06 | Dimmable | Continuous Below 10 | NO | X is placeholder for different edges for the product X can beACEGHJKLM Z can be S or V | EEEEWA | [25 empty] | 4.4 | 5000 | 125.5 | 40 | 18.35 | 0.9252 | 4000 | 82.3 |  |  |  | NO | NO | NO | 2018-05-02 | 4.3 |  | standard |  |  |  |  | 2018-11-02 | NO | NO | NO | [6 empty] | AC | [7 empty] | NO
PSEGP7UB | Mobern Lighting Co | Mobern Lighting | MFPEL22-LED40DMVWH50 | Indoor Luminaires | Troffer | 2x2 Luminaires for Ambient Lighting of Interior Commercial Spaces |  | standard | NO | [10 empty] | 2017-01-06 | Dimmable | Continuous Below 10 | NO | X is placeholder for different edges for the product X can beACEGHJKLM Z can be S or V | EEEEWA | [25 empty] | 4.4 | 5000 | 125.5 | 40 | 18.35 | 0.9267 | 5000 | 81.1 |  |  |  | NO | NO | NO | 2018-05-02 | 4.3 |  | standard |  |  |  |  | 2018-11-02 | NO | NO | NO | [6 empty] | AC | [7 empty] | NO
PYSY5PRY | Mobern Lighting Co | Mobern Lighting | MFPEL22-LED40MVWH35 | Indoor Luminaires | Troffer | 2x2 Luminaires for Ambient Lighting of Interior Commercial Spaces |  | standard | YES |  | 4810 | 120.25 | 40 | 18.56 | 0.9252 | 3319 | 82.4 | 5 | 50000 | 2017-01-06 | Not Dimmable | Not Dimmable | NO | X is placeholder for different edges for the product X can beACEGHJKLM Z can be S or V | EEEEWA | [15 empty] | 78.4 |  | 1.27 | 1.26 | [6 empty] | 4.4 | 4800 | 120 | 40 | 18.35 | 0.9252 | 3500 | 82.3 |  |  |  | NO | NO | NO | 2018-05-02 | 4.3 |  | standard |  |  |  |  | 2018-11-02 | NO | NO | NO | [6 empty] | AC | [7 empty] | NO
P7SJ41SS | Mobern Lighting Co | Mobern Lighting | MFPEL24-LED50DMVWH35-GEN2 | Indoor Luminaires | Troffer | 2x4 Luminaires for Ambient Lighting of Interior Commercial Spaces |  | standard | NO | [10 empty] | 2017-01-06 | Dimmable | Continuous Below 10 | NO | X is placeholder for different edges for the product X can beACEGHJKLM Z can be S or V | EEEEVZ | [25 empty] | 4.4 | 6004.2 | 120.06 | 50.01 | 18.35 | 0.9285 | 3500 | 82.7 |  |  |  | NO | NO | NO | 2018-05-02 | 4.3 |  | standard |  |  |  |  | 2018-11-02 | NO | NO | NO | [6 empty] | AC | [7 empty] | NO
PGWHWXTN | Mobern Lighting Co | Mobern Lighting | MFPEL24-LED50DMVWH40-GEN2 | Indoor Luminaires | Troffer | 2x4 Luminaires for Ambient Lighting of Interior Commercial Spaces |  | standard | NO | [10 empty] | 2017-01-06 | Dimmable | Continuous Below 10 | NO | X is placeholder for different edges for the product X can beACEGHJKLM Z can be S or V | EEEEVZ | [25 empty] | 4.4 | 6250 | 125.5 | 50 | 18.35 | 0.9285 | 4000 | 82.7 |  |  |  | NO | NO | NO | 2018-05-02 | 4.3 |  | standard |  |  |  |  | 2018-11-02 | NO | NO | NO | [6 empty] | AC | [7 empty] | NO
PB1A6RCS | Mobern Lighting Co | Mobern Lighting | MFPEL24-LED50DMVWH50-GEN2 | Indoor Luminaires | Troffer | 2x4 Luminaires for Ambient Lighting of Interior Commercial Spaces |  | standard | NO | [10 empty] | 2017-01-06 | Dimmable | Continuous Below 10 | NO | X is placeholder for different edges for the product X can beACEGHJKLM Z can be S or V | EEEEVZ | [25 empty] | 4.4 | 6250 | 126 | 50 | 18.35 | 0.9146 | 5000 | 80.3 |  |  |  | NO | NO | NO | 2018-05-02 | 4.3 |  | standard |  |  |  |  | 2018-11-02 | NO | NO | NO | [6 empty] | AC | [7 empty] | NO
PDB2R71M | Mobern Lighting Co | Mobern Lighting | MFPEL24-LED50MVWH35-GEN2 | Indoor Luminaires | Troffer | 2x4 Luminaires for Ambient Lighting of Interior Commercial Spaces |  | standard | YES |  | 6004.2 | 120.06 | 50.01 | 18.37 | 0.9285 | 3530 | 82.7 | 5 | 50000 | 2017-01-06 | Not Dimmable | Not Dimmable | NO | X is placeholder for different edges for the product X can beACEGHJKLM Z can be S or V | EEEEVZ | [15 empty] | 76.8 |  | 1.28 | 1.32 | [6 empty] | 4.4 | 6004.2 | 120.06 | 50.01 | 18.35 | 0.9285 | 3500 | 82.7 |  |  |  | NO | NO | NO | 2018-05-02 | 4.3 |  | standard |  |  |  |  | 2018-11-02 | NO | NO | NO | [6 empty] | AC | [7 empty] | NO
PLT8OYS5EN8X | Mobern Lighting Co | Mobern Lighting | MFPELA14-LED36DMV30 | Indoor Luminaires | Troffer | 1x4 Luminaires for Ambient Lighting of Interior Commercial Spaces |  | Premium | NO | [10 empty] | 2018-09-21 | Dimmable | Continuous Below 10 | YES |  | XXXCPW | [25 empty] | 4.4 | 4664.8 | 131.07 | 35.59 | 12.96 | 0.9 | 2922 | 82.2 |  |  |  | NO | NO | NO | [8 empty] | 2018-11-02 | NO | NO | NO | [6 empty] | AC | [7 empty] | NO
PLP7YKJ6RKV4 | Mobern Lighting Co | Mobern Lighting | MFPELA14-LED36DMV30EM | Indoor Luminaires | Troffer | 1x4 Luminaires for Ambient Lighting of Interior Commercial Spaces |  | Premium | YES |  | 4650.7 | 130.49 | 35.64 | 12.96 | 0.9029 | 2922 | 82.2 | 5 | 50000 | 2018-09-21 | Dimmable | Continuous Below 10 | YES |  | XXXCPW | [15 empty] | 78.2 |  | 1.28 | 1.28 | [6 empty] | 4.4 | 4664.8 | 131.07 | 35.59 | 12.96 | 0.9 | 2922 | 82.2 |  |  |  | NO | NO | NO | [8 empty] | 2018-11-02 | NO | NO | NO | [6 empty] | AC | [7 empty] | NO
PLPP39HYPT20 | Mobern Lighting Co | Mobern Lighting | MFPELA14-LED36DMV35 | Indoor Luminaires | Troffer | 1x4 Luminaires for Ambient Lighting of Interior Commercial Spaces |  | Premium | NO | [10 empty] | 2018-09-21 | Dimmable | Continuous Below 10 | YES |  | XXXCPW | [25 empty] | 4.4 | 4664.8 | 131.07 | 35.59 | 12.96 | 0.9 | 3500 | 82.2 |  |  |  | NO | NO | NO | [8 empty] | 2018-11-02 | NO | NO | NO | [6 empty] | AC | [7 empty] | NO
PLOV51XNEHSM | Mobern Lighting Co | Mobern Lighting | MFPELA14-LED36DMV40 | Indoor Luminaires | Troffer | 1x4 Luminaires for Ambient Lighting of Interior Commercial Spaces |  | Premium | NO | [10 empty] | 2018-09-21 | Dimmable | Continuous Below 10 | YES |  | XXXCPW | [25 empty] | 4.4 | 4664.8 | 131.07 | 35.59 | 12.96 | 0.9 | 4000 | 82.2 |  |  |  | NO | NO | NO | [8 empty] | 2018-11-02 | NO | NO | NO | [6 empty] | AC | [7 empty] | NO
PL1GC4QE7ZCY | Mobern Lighting Co | Mobern Lighting | MFPELA14-LED36DMV50 | Indoor Luminaires | Troffer | 1x4 Luminaires for Ambient Lighting of Interior Commercial Spaces |  | Premium | NO | [10 empty] | 2018-09-21 | Dimmable | Continuous Below 10 | YES |  | XXXCPW | [25 empty] | 4.4 | 5040.7 | 141.83 | 35.54 | 13.08 | 0.9 | 4925 | 83.2 |  |  |  | NO | NO | NO | [8 empty] | 2018-11-02 | NO | NO | NO | [6 empty] | AC | [7 empty] | NO
PLTXID91IVCK | Mobern Lighting Co | Mobern Lighting | MFPELA22-LED36DMV30 | Indoor Luminaires | Troffer | 2x2 Luminaires for Ambient Lighting of Interior Commercial Spaces |  | Premium | NO | [10 empty] | 2018-09-21 | Dimmable | Continuous Below 10 | YES |  | XXXCPX | [25 empty] | 4.4 | 4813.7 | 134.35 | 35.83 | 12.17 | 0.9 | 3000 | 82.1 |  |  |  | NO | NO | NO | [8 empty] | 2018-11-02 | NO | NO | NO | [6 empty] | AC | [7 empty] | NO
PLRFGTNKBXRT | Mobern Lighting Co | Mobern Lighting | MFPELA22-LED36DMV30EM | Indoor Luminaires | Troffer | 2x2 Luminaires for Ambient Lighting of Interior Commercial Spaces |  | Premium | YES |  | 4794.2 | 133.8 | 35.83 | 12.17 | 0.9012 | 2897 | 82.1 | 5 | 50000 | 2018-09-21 | Dimmable | Continuous Below 10 | YES |  | XXXCPX | [15 empty] | 78.1 |  | 1.28 | 1.26 | [6 empty] | 4.4 | 4813.7 | 134.35 | 35.83 | 12.17 | 0.9 | 3000 | 82.1 |  |  |  | NO | NO | NO | [8 empty] | 2018-11-02 | NO | NO | NO | [6 empty] | AC | [7 empty] | NO
PLU4SEBY2DIP | Mobern Lighting Co | Mobern Lighting | MFPELA22-LED36DMV35 | Indoor Luminaires | Troffer | 2x2 Luminaires for Ambient Lighting of Interior Commercial Spaces |  | Premium | NO | [10 empty] | 2018-09-21 | Dimmable | Continuous Below 10 | YES |  | XXXCPX | [25 empty] | 4.4 | 4813.7 | 134.35 | 35.83 | 12.17 | 0.9 | 3500 | 82.1 |  |  |  | NO | NO | NO | [8 empty] | 2018-11-02 | NO | NO | NO | [6 empty] | AC | [7 empty] | NO
PL106W551GEX | Mobern Lighting Co | Mobern Lighting | MFPELA22-LED36DMV40 | Indoor Luminaires | Troffer | 2x2 Luminaires for Ambient Lighting of Interior Commercial Spaces |  | Premium | NO | [10 empty] | 2018-09-21 | Dimmable | Continuous Below 10 | YES |  | XXXCPX | [25 empty] | 4.4 | 4813.7 | 134.35 | 35.83 | 12.17 | 0.9 | 4000 | 82.1 |  |  |  | NO | NO | NO | [8 empty] | 2018-11-02 | NO | NO | NO | [6 empty] | AC | [7 empty] | NO
PLC5RBSD07RI | Mobern Lighting Co | Mobern Lighting | MFPELA22-LED36DMV50 | Indoor Luminaires | Troffer | 2x2 Luminaires for Ambient Lighting of Interior Commercial Spaces |  | Premium | NO | [10 empty] | 2018-09-21 | Dimmable | Continuous Below 10 | YES |  | XXXCPX | [25 empty] | 4.4 | 4838.6 | 137.15 | 35.28 | 12.41 | 0.9 | 5000 | 83.3 |  |  |  | NO | NO | NO | [8 empty] | 2018-11-02 | NO | NO | NO | [6 empty] | AC | [7 empty] | NO
PL3QZRRKGZT8 | Mobern Lighting Co | Mobern Lighting | MFPELA24-LED50DMV30 | Indoor Luminaires | Troffer | 2x4 Luminaires for Ambient Lighting of Interior Commercial Spaces |  | Premium | NO | [10 empty] | 2018-09-21 | Dimmable | Continuous Below 10 | YES |  | XXXCPY | [25 empty] | 4.4 | 6509.3 | 130.16 | 50.01 | 10.36 | 0.93 | 3000 | 82.5 |  |  |  | NO | NO | NO | [8 empty] | 2018-11-02 | NO | NO | NO | [6 empty] | AC | [7 empty] | NO
PLPW03GDZT64 | Mobern Lighting Co | Mobern Lighting | MFPELA24-LED50DMV30EM | Indoor Luminaires | Troffer | 2x4 Luminaires for Ambient Lighting of Interior Commercial Spaces |  | Premium | YES |  | 6509.3 | 130.16 | 50.01 | 10.36 | 0.9257 | 2957 | 82.5 | 5 | 50000 | 2018-09-21 | Dimmable | Continuous Below 10 | YES |  | XXXCPY | [15 empty] | 78.3 |  | 1.28 | 1.28 | [6 empty] | 4.4 | 6509.3 | 130.16 | 50.01 | 10.36 | 0.93 | 3000 | 82.5 |  |  |  | NO | NO | NO | [8 empty] | 2018-11-02 | NO | NO | NO | [6 empty] | AC | [7 empty] | NO
PZBQEESI | Mobern Lighting Co | Mobern Lighting | MFPELA24-LED50DMV35 | Indoor Luminaires | Troffer | 2x4 Luminaires for Ambient Lighting of Interior Commercial Spaces |  | Premium | NO | [10 empty] | 2018-09-21 | Dimmable | Continuous Below 10 | YES |  | XXXCPY | [25 empty] | 4.4 | 6509.3 | 130.16 | 50.01 | 10.36 | 0.93 | 3500 | 82.5 |  |  |  | NO | NO | NO | [8 empty] | 2018-11-02 | NO | NO | NO | [6 empty] | AC | [7 empty] | NO
PGGL2O6A | Mobern Lighting Co | Mobern Lighting | MFPELA24-LED50DMV40 | Indoor Luminaires | Troffer | 2x4 Luminaires for Ambient Lighting of Interior Commercial Spaces |  | Premium | NO | [10 empty] | 2018-09-21 | Dimmable | Continuous Below 10 | YES |  | XXXCPY | [25 empty] | 4.4 | 6509.3 | 130.16 | 50.01 | 10.36 | 0.93 | 4000 | 82.5 |  |  |  | NO | NO | NO | [8 empty] | 2018-11-02 | NO | NO | NO | [6 empty] | AC | [7 empty] | NO
PFWDK7ZN | Mobern Lighting Co | Mobern Lighting | MFPELA24-LED50DMV50 | Indoor Luminaires | Troffer | 2x4 Luminaires for Ambient Lighting of Interior Commercial Spaces |  | Premium | NO | [10 empty] | 2018-09-21 | Dimmable | Continuous Below 10 | YES |  | XXXCPY | [25 empty] | 4.4 | 7207.5 | 143.63 | 50.18 | 10.27 | 0.93 | 5000 | 83.1 |  |  |  | NO | NO | NO | [8 empty] | 2018-11-02 | NO | NO | NO | [6 empty] | AC | [7 empty] | NO
PWT5C85V | Mobern Lighting Co | Mobern Lighting Co | MFPELD14-LED40DMV30-GEN1 | Indoor Luminaires | Troffer | 1x4 Luminaires for Ambient Lighting of Interior Commercial Spaces |  | standard | YES |  | 4121 | 107.73 | 38.25 | 10.61 | 0.9369 | 2906 | 84 | 5 | 50000 | 2017-07-10 | Dimmable | Stepped | NO | Product Updated 8/10/17 | VVVWOG | [15 empty] | 78.8 |  | 1.28 | 1.24 | [6 empty] | 4.4 | 4120.7 | 107.73 | 38.25 | 10.61 | 0.9369 | 3000 | 84 |  |  |  | NO | NO | NO | 2018-05-02 | 4.3 |  | standard |  |  |  |  | 2018-11-02 | NO | NO | NO | [6 empty] | AC | [7 empty] | NO
PH3VFHBW | Mobern Lighting Co | Mobern Lighting Co | MFPELD14-LED40DMV35-GEN1 | Indoor Luminaires | Troffer | 1x4 Luminaires for Ambient Lighting of Interior Commercial Spaces |  | standard | NO | [10 empty] | 2017-07-10 | Dimmable | Stepped | NO | Product Updated 8/10/17 | VVVWOG | [25 empty] | 4.4 | 4209.9 | 107.89 | 39.02 | 10.61 | 0.9369 | 3500 | 84 |  |  |  | NO | NO | NO | 2018-05-02 | 4.3 |  | standard |  |  |  |  | 2018-11-02 | NO | NO | NO | [6 empty] | AC | [7 empty] | NO
PVB8E3EC | Mobern Lighting Co | Mobern Lighting Co | MFPELD14-LED40DMV40-GEN1 | Indoor Luminaires | Troffer | 1x4 Luminaires for Ambient Lighting of Interior Commercial Spaces |  | standard | NO | [10 empty] | 2017-07-10 | Dimmable | Stepped | NO | Product Updated 8/10/17 | VVVWOG | [25 empty] | 4.4 | 4299.1 | 110.18 | 39.02 | 10.61 | 0.9369 | 4000 | 84 |  |  |  | NO | NO | NO | 2018-05-02 | 4.3 |  | standard |  |  |  |  | 2018-11-02 | NO | NO | NO | [6 empty] | AC | [7 empty] | NO
P96DZP4R | Mobern Lighting Co | Mobern Lighting Co | MFPELD14-LED40DMV50-GEN1 | Indoor Luminaires | Troffer | 1x4 Luminaires for Ambient Lighting of Interior Commercial Spaces |  | standard | NO | [10 empty] | 2017-07-10 | Dimmable | Stepped | NO | Product Updated 8/10/17 | VVVWOG | [25 empty] | 4.4 | 4477.6 | 112.53 | 39.79 | 11.71 | 0.9408 | 5000 | 83.8 |  |  |  | NO | NO | NO | 2018-05-02 | 4.3 |  | standard |  |  |  |  | 2018-11-02 | NO | NO | NO | [6 empty] | AC | [7 empty] | NO
P9T1971X | Mobern Lighting Co | Mobern Lighting Co | MFPELD22-LED40DMV30-GEN1 | Indoor Luminaires | Troffer | 2x2 Luminaires for Ambient Lighting of Interior Commercial Spaces |  | standard | YES |  | 4304 | 107.38 | 40.08 | 12.16 | 0.9406 | 2873 | 83.6 | 5 | 50000 | 2017-07-10 | Dimmable | Stepped | NO | Product Updated 8/10/17 | VVVWOF | [15 empty] | 79 |  | 1.28 | 1.28 | [6 empty] | 4.4 | 4304 | 107.38 | 40.08 | 12.16 | 0.9406 | 3000 | 83.6 |  |  |  | NO | NO | NO | 2018-05-02 | 4.3 |  | standard |  |  |  |  | 2018-11-02 | NO | NO | NO | [6 empty] | AC | [7 empty] | NO
PYBXHB2T | Mobern Lighting Co | Mobern Lighting Co | MFPELD22-LED40DMV35-GEN1 | Indoor Luminaires | Troffer | 2x2 Luminaires for Ambient Lighting of Interior Commercial Spaces |  | standard | NO | [10 empty] | 2017-07-10 | Dimmable | Stepped | NO | Product Updated 8/10/17 | VVVWOF | [25 empty] | 4.4 | 4399.3 | 108.84 | 40.42 | 12.16 | 0.9406 | 3500 | 83.6 |  |  |  | NO | NO | NO | 2018-05-02 | 4.3 |  | standard |  |  |  |  | 2018-11-02 | NO | NO | NO | [6 empty] | AC | [7 empty] | NO
PNF34AK4 | Mobern Lighting Co | Mobern Lighting Co | MFPELD22-LED40DMV40-GEN1 | Indoor Luminaires | Troffer | 2x2 Luminaires for Ambient Lighting of Interior Commercial Spaces |  | standard | NO | [10 empty] | 2017-07-10 | Dimmable | Stepped | NO | Product Updated 8/10/17 | VVVWOF | [25 empty] | 4.4 | 4494.7 | 111.2 | 40.42 | 12.16 | 0.9406 | 4000 | 83.6 |  |  |  | NO | NO | NO | 2018-05-02 | 4.3 |  | standard |  |  |  |  | 2018-11-02 | NO | NO | NO | [6 empty] | AC | [7 empty] | NO
PUU4S7BM | Mobern Lighting Co | Mobern Lighting Co | MFPELD22-LED40DMV50-GEN1 | Indoor Luminaires | Troffer | 2x2 Luminaires for Ambient Lighting of Interior Commercial Spaces |  | standard | NO | [10 empty] | 2017-07-10 | Dimmable | Stepped | NO | Product Updated 8/10/17 | VVVWOF | [25 empty] | 4.4 | 4685.4 | 114.95 | 40.76 | 12.97 | 0.9574 | 5000 | 83.3 |  |  |  | NO | NO | NO | 2018-05-02 | 4.3 |  | standard |  |  |  |  | 2018-11-02 | NO | NO | NO | [6 empty] | AC | [7 empty] | NO
P86TAYKB | Mobern Lighting Co | Mobern Lighting Co | MFPELD24-LED50DMV30-GEN1 | Indoor Luminaires | Troffer | 2x4 Luminaires for Ambient Lighting of Interior Commercial Spaces |  | standard | YES |  | 5442 | 117.43 | 46.34 | 9.25 | 0.9538 | 2913 | 84.9 | 5 | 50000 | 2017-07-10 | Dimmable | Stepped | NO | Product Updated 8/10/17 | VVVWOH | [15 empty] | 78.9 |  | 1.28 | 1.26 | [6 empty] | 4.4 | 5441.8 | 117.43 | 46.34 | 9.25 | 0.9538 | 3000 | 84.9 |  |  |  | NO | NO | NO | 2018-05-02 | 4.3 |  | standard |  |  |  |  | 2018-11-02 | NO | NO | NO | [6 empty] | AC | [7 empty] | NO
PT2FD67D | Mobern Lighting Co | Mobern Lighting Co | MFPELD24-LED50DMV35-GEN1 | Indoor Luminaires | Troffer | 2x4 Luminaires for Ambient Lighting of Interior Commercial Spaces |  | standard | NO | [10 empty] | 2017-07-10 | Dimmable | Stepped | NO | Product Updated 8/10/17 | VVVWOH | [25 empty] | 4.4 | 5532 | 118.6 | 46.65 | 9.25 | 0.9538 | 3500 | 84.9 |  |  |  | NO | NO | NO | 2018-05-02 | 4.3 |  | standard |  |  |  |  | 2018-11-02 | NO | NO | NO | [6 empty] | AC | [7 empty] | NO
PNHX2JH8 | Mobern Lighting Co | Mobern Lighting Co | MFPELD24-LED50DMV40-GEN1 | Indoor Luminaires | Troffer | 2x4 Luminaires for Ambient Lighting of Interior Commercial Spaces |  | standard | NO | [10 empty] | 2017-07-10 | Dimmable | Stepped | NO | Product Updated 8/10/17 | VVVWOH | [25 empty] | 4.4 | 5622.2 | 120.53 | 46.65 | 9.25 | 0.9538 | 4000 | 84.9 |  |  |  | NO | NO | NO | 2018-05-02 | 4.3 |  | standard |  |  |  |  | 2018-11-02 | NO | NO | NO | [6 empty] | AC | [7 empty] | NO
PT5ND7JX | Mobern Lighting Co | Mobern Lighting Co | MFPELD24-LED50DMV50-GEN1 | Indoor Luminaires | Troffer | 2x4 Luminaires for Ambient Lighting of Interior Commercial Spaces |  | standard | NO | [10 empty] | 2017-07-10 | Dimmable | Stepped | NO | Product Updated 8/10/17 | VVVWOH | [25 empty] | 4.4 | 5802.5 | 123.59 | 46.95 | 10.69 | 0.965 | 5000 | 84.6 |  |  |  | NO | NO | NO | 2018-05-02 | 4.3 |  | standard |  |  |  |  | 2018-11-02 | NO | NO | NO | [6 empty] | AC | [7 empty] | NO
PM3XQ8Q7 | Mobern Lighting Co | Mobern Lighting Co | MHB-LED240MV50 | Indoor Luminaires | High-Bay | High-Bay Luminaires for Commercial and Industrial Buildings |  | standard | YES |  | 26432.7 | 123 | 214.69 | 14 | 0.93 | 5070 | 73 | 5 | 50000 | 2015-07-07 | Not Dimmable | Not Dimmable | NotYetVerified |  | VVVVII | [12 empty] | 55.1 | [12 empty] | 4.4 | 26432.7 | 123 | 214.69 | 14 | 0.93 | 5000 | 70 |  |  |  | NO | NO | NO | 2018-05-02 | 4.3 |  | standard |  |  |  |  | 2018-11-02 | NO | NO | NO | [6 empty] | AC | [7 empty] | NO
PLTTXIJ4QFK3 | Mobern Lighting Co | Mobern Lighting | MILGCOWPKSR-LED135DMV[WH,BK,BZ]40[OS,PC] | Outdoor Luminaires | High Output | Outdoor Full-Cutoff Wall-Mounted Area Luminaires |  | standard | YES |  | 14238 | 103.49 | 137.6 | 12.19 | 0.917 | 4068 | 84 | 5 | 50000 | 2019-01-28 | Dimmable | Continuous Below 10 | YES |  | VVVXTG | 99.8 | 0.4 | [23 empty] | 4.4 | 14500 | 107 | 135 | 15 | 0.9 | 4000 | 80 |  |  |  | NO | NO | NO | [8 empty] | 2019-01-28 | NO | NO | NO | [6 empty] | AC | [7 empty] | NO
PLIHY6I0FSXO | Mobern Lighting Co | Mobern Lighting | MILGCOWPKSR-LED135DMV[WH,BK,BZ]50[OS,PC] | Outdoor Luminaires | High Output | Outdoor Full-Cutoff Wall-Mounted Area Luminaires |  | standard | NO | [10 empty] | 2019-01-28 | Dimmable | Continuous Below 10 | YES |  | VVVXTG | [25 empty] | 4.4 | 14600 | 108 | 135 | 15 | 0.9 | 5000 | 80 |  |  |  | NO | NO | NO | [8 empty] | 2019-01-28 | NO | NO | NO | [6 empty] | AC | [7 empty] | NO
PL1CWB4BZGTO | Mobern Lighting Co | Mobern Lighting | MILGCOWPKSR-LED90DMV[WH,BK,BZ]40[OS,PC,EM] | Outdoor Luminaires | Mid Output | Outdoor Full-Cutoff Wall-Mounted Area Luminaires |  | standard | YES |  | 9624.3 | 108.24 | 88.92 | 11.65 | 0.9453 | 4078 | 84.2 | 5 | 50000 | 2019-01-28 | Dimmable | Continuous Below 10 | YES |  | VVVXTF | 99.8 | 0.3 | [23 empty] | 4.4 | 9700 | 108 | 90 | 15 | 0.9 | 4000 | 80 |  |  |  | NO | NO | NO | [8 empty] | 2019-01-28 | NO | NO | NO | [6 empty] | AC | [7 empty] | NO
PLQ9U16EVOLU | Mobern Lighting Co | Mobern Lighting | MILGCOWPKSR-LED90DMV[WH,BK,BZ]50[OS,PC,EM] | Outdoor Luminaires | Mid Output | Outdoor Full-Cutoff Wall-Mounted Area Luminaires |  | standard | NO | [10 empty] | 2019-01-28 | Dimmable | Continuous Below 10 | YES |  | VVVXTF | [25 empty] | 4.4 | 9800 | 109 | 90 | 15 | 0.9 | 5000 | 80 |  |  |  | NO | NO | NO | [8 empty] | 2019-01-28 | NO | NO | NO | [6 empty] | AC | [7 empty] | NO
PLUPWHXNIZNQ | Mobern Lighting Co | Mobern Lighting | MILGWPKSR-LED135DMV[WH,BK,BZ]40[OS,PC] | Outdoor Luminaires | High Output | Outdoor Non-Cutoff and Semi-Cutoff Wall-Mounted Area Luminaires |  | standard | YES |  | 15340 | 113.72 | 134.9 | 14.16 | 0.9232 | 4060 | 73.6 | 5 | 50000 | 2019-01-28 | Not Dimmable | Not Dimmable | YES |  | VVVXTC | 86.5 | 9.7 | [23 empty] | 4.4 | 15400 | 114 | 135 | 15 | 0.9 | 4000 | 70 |  |  |  | NO | NO | NO | [8 empty] | 2019-01-28 | NO | NO | NO | [6 empty] | AC | [7 empty] | NO
PLRP9V63IK20 | Mobern Lighting Co | Mobern Lighting | MILGWPKSR-LED135DMV[WH,BK,BZ]50[OS,PC] | Outdoor Luminaires | High Output | Outdoor Non-Cutoff and Semi-Cutoff Wall-Mounted Area Luminaires |  | standard | NO | [10 empty] | 2019-01-28 | Dimmable | Continuous Below 10 | YES |  | VVVXTC | [25 empty] | 4.4 | 15550 | 115 | 135 | 15 | 0.9 | 5000 | 70 |  |  |  | NO | NO | NO | [8 empty] | 2019-01-28 | NO | NO | NO | [6 empty] | AC | [7 empty] | NO
PLPT4ZAEXKL6 | Mobern Lighting Co | Mobern Lighting | MILGWPKSR-LED90DMV[WH,BK,BZ]40[OS,PC,EM] | Outdoor Luminaires | Mid Output | Outdoor Non-Cutoff and Semi-Cutoff Wall-Mounted Area Luminaires |  | standard | YES |  | 10414 | 115.61 | 90.08 | 13.16 | 0.9411 | 4080 | 73.7 | 5 | 50000 | 2019-01-28 | Not Dimmable | Not Dimmable | YES |  | VVVXTB | 88.8 | 8.7 | [23 empty] | 4.4 | 9900 | 110 | 90 | 15 | 0.9 | 4000 | 70 |  |  |  | NO | NO | NO | [8 empty] | 2019-01-28 | NO | NO | NO | [6 empty] | AC | [7 empty] | NO
PL8JPUFNI1KN | Mobern Lighting Co | Mobern Lighting | MILGWPKSR-LED90DMV[WH,BK,BZ]50[OS,PC,EM] | Outdoor Luminaires | Mid Output | Outdoor Non-Cutoff and Semi-Cutoff Wall-Mounted Area Luminaires |  | standard | NO | [10 empty] | 2019-01-28 | Dimmable | Continuous Below 10 | YES |  | VVVXTB | [25 empty] | 4.4 | 9950 | 111 | 90 | 15 | 0.9 | 5000 | 70 |  |  |  | NO | NO | NO | [8 empty] | 2019-01-28 | NO | NO | NO | [6 empty] | AC | [7 empty] | NO
P0000113M | Mobern Lighting Co | Mobern Lighting Co | MIMDCLLED28MV40 | Outdoor Luminaires | Low Output | Fuel Pump Canopy Luminaires |  | standard | YES |  | 2557 | 90.07 | 28.39 | 12.42 | 0.874 | 4166 | 87 | 5 | 50000 | 2013-12-17 | Not Yet Verified | Not Yet Verified | NotYetVerified |  | CCCCEN | [8 empty] | 38.1 | 46.5 | [15 empty] | 4.4 | 3200 | 114 | 28 |  | 0.98 | 4000 | 80 |  |  |  | NO | NO | NO | 2018-05-02 | 4.3 |  | standard |  |  |  |  | 2018-11-02 | NO | NO | NO | [6 empty] | AC | [7 empty] | NO
P00001147 | Mobern Lighting Co | Mobern Lighting Co | MIMDCLLED35MV50 | Outdoor Luminaires | Low Output | Fuel Pump Canopy Luminaires |  | standard | YES |  | 2329 | 92.9 | 25.1 | 2.18 | 0.97 | 4660 | 75 | 5 | 50000 | 2014-08-20 | Not Yet Verified | Not Yet Verified | NotYetVerified |  | FFFFLW | [8 empty] | 37 | 57.9 | [15 empty] | 4.4 | 2329 | 93 | 25.1 |  |  | 5000 | 75 |  |  |  | NO | NO | NO | 2018-05-02 | 4.3 |  | standard |  |  |  |  | 2018-11-02 | NO | NO | NO | [6 empty] | AC | [7 empty] | NO
PLS8IRHWRGYE | Mobern Lighting Co | Mobern Lighting | MIMDCOWPKSR-LED45DMV[WH,BK,BZ]40[OS,PC,EM] | Outdoor Luminaires | Low Output | Outdoor Full-Cutoff Wall-Mounted Area Luminaires |  | standard | YES |  | 4830.8 | 106.86 | 45.21 | 14.78 | 0.9054 | 4109 | 83.9 | 5 | 50000 | 2019-01-28 | Dimmable | Continuous Below 10 | YES |  | VVVXTD | 99.8 | 0.4 | [23 empty] | 4.4 | 4800 | 107 | 45 | 15 | 0.9 | 4000 | 80 |  |  |  | NO | NO | NO | [8 empty] | 2019-01-28 | NO | NO | NO | [6 empty] | AC | [7 empty] | NO
PLUQY93SGEBF | Mobern Lighting Co | Mobern Lighting | MIMDCOWPKSR-LED45DMV[WH,BK,BZ]50[OS,PC,EM] | Outdoor Luminaires | Low Output | Outdoor Full-Cutoff Wall-Mounted Area Luminaires |  | standard | NO | [10 empty] | 2019-01-28 | Dimmable | Continuous Below 10 | YES |  | VVVXTD | [25 empty] | 4.4 | 4900 | 108 | 45 | 15 | 0.9 | 5000 | 80 |  |  |  | NO | NO | NO | [8 empty] | 2019-01-28 | NO | NO | NO | [6 empty] | AC | [7 empty] | NO
PLSKIQ9QHQJ9 | Mobern Lighting Co | Mobern Lighting | MIMDCOWPKSR-LED70DMV[WH,BK,BZ]40[OS,PC,EM] | Outdoor Luminaires | Mid Output | Outdoor Full-Cutoff Wall-Mounted Area Luminaires |  | standard | YES |  | 7408.9 | 105.85 | 69.99 | 11.46 | 0.9245 | 4062 | 83.8 | 5 | 50000 | 2019-01-28 | Dimmable | Continuous Below 10 | YES |  | VVVXTE | 99.8 | 0.4 | [23 empty] | 4.4 | 7400 | 106 | 70 | 15 | 0.9 | 4000 | 80 |  |  |  | NO | NO | NO | [8 empty] | 2019-01-28 | NO | NO | NO | [6 empty] | AC | [7 empty] | NO
PL0SYXN7ZQ7O | Mobern Lighting Co | Mobern Lighting | MIMDCOWPKSR-LED70DMV[WH,BK,BZ]50[OS,PC,EM] | Outdoor Luminaires | Mid Output | Outdoor Full-Cutoff Wall-Mounted Area Luminaires |  | standard | NO | [10 empty] | 2019-01-28 | Dimmable | Continuous Below 10 | YES |  | VVVXTE | [25 empty] | 4.4 | 7500 | 107 | 70 | 15 | 0.9 | 5000 | 80 |  |  |  | NO | NO | NO | [8 empty] | 2019-01-28 | NO | NO | NO | [6 empty] | AC | [7 empty] | NO
P84ZEQLV | Mobern Lighting Co | Mobern Lighting | MIMDFLTH-LED32E(120 or 277)xx35 | Outdoor Luminaires | Low Output | Outdoor Pole/Arm-Mounted Area and Roadway Luminaires |  | standard | NO | [10 empty] | 2018-12-05 | Not Dimmable | Not Dimmable | YES |  | XXXCTB | [25 empty] | 4.4 | 3575 | 108.498 | 32.95 | 19.1 | 0.981 | 3500 | 84 |  |  |  | NO | NO | NO | [8 empty] | 2018-12-05 | NO | NO | NO | [6 empty] | AC | 120 | 277 | [5 empty] | NO
P60QHUDA | Mobern Lighting Co | Mobern Lighting | MIMDFLTH-LED32E(120 or 277)xx40 | Outdoor Luminaires | Low Output | Outdoor Pole/Arm-Mounted Area and Roadway Luminaires |  | standard | NO | [10 empty] | 2018-12-05 | Not Dimmable | Not Dimmable | YES |  | XXXCTB | [25 empty] | 4.4 | 3610 | 109.56 | 32.95 | 19.1 | 0.981 | 4000 | 84 |  |  |  | NO | NO | NO | [8 empty] | 2018-12-05 | NO | NO | NO | [6 empty] | AC | 120 | 277 | [5 empty] | NO
PV0HH5HF | Mobern Lighting Co | Mobern Lighting | MIMDFLTH-LED32E(120 or 277)xx50 | Outdoor Luminaires | Low Output | Outdoor Pole/Arm-Mounted Area and Roadway Luminaires |  | standard | NO | [10 empty] | 2018-12-05 | Not Dimmable | Not Dimmable | YES |  | XXXCTB | [25 empty] | 4.4 | 3655 | 110.926 | 32.95 | 19.1 | 0.981 | 5000 | 85 |  |  |  | NO | NO | NO | [8 empty] | 2018-12-05 | NO | NO | NO | [6 empty] | AC | 120 | 277 | [5 empty] | NO
P3NBKZFQ | Mobern Lighting Co | Mobern Lighting | MIMDFLTH-LED48E(120 or 277)xx35 | Outdoor Luminaires | Mid Output | Outdoor Pole/Arm-Mounted Area and Roadway Luminaires |  | standard | NO | [10 empty] | 2018-12-05 | Not Dimmable | Not Dimmable | YES |  | XXXCTB | [25 empty] | 4.4 | 5320 | 108.571 | 49 | 18.2 | 0.983 | 3500 | 84 |  |  |  | NO | NO | NO | [8 empty] | 2018-12-05 | NO | NO | NO | [6 empty] | AC | 120 | 277 | [5 empty] | NO
PULH4VJJ | Mobern Lighting Co | Mobern Lighting | MIMDFLTH-LED48E(120 or 277)xx40 | Outdoor Luminaires | Mid Output | Outdoor Pole/Arm-Mounted Area and Roadway Luminaires |  | standard | NO | [10 empty] | 2018-12-05 | Not Dimmable | Not Dimmable | YES |  | XXXCTB | [25 empty] | 4.4 | 5365 | 109.49 | 49 | 18.2 | 0.983 | 4000 | 84 |  |  |  | NO | NO | NO | [8 empty] | 2018-12-05 | NO | NO | NO | [6 empty] | AC | 120 | 277 | [5 empty] | NO
PRJNEBPK | Mobern Lighting Co | Mobern Lighting | MIMDFLTH-LED48E(120 or 277)xx50 | Outdoor Luminaires | Mid Output | Outdoor Pole/Arm-Mounted Area and Roadway Luminaires |  | standard | NO | [10 empty] | 2018-12-05 | Not Dimmable | Not Dimmable | YES |  | XXXCTB | [25 empty] | 4.4 | 5435 | 110.918 | 49 | 18.2 | 0.983 | 5000 | 85 |  |  |  | NO | NO | NO | [8 empty] | 2018-12-05 | NO | NO | NO | [6 empty] | AC | 120 | 277 | [5 empty] | NO
PXQA1IDA | Mobern Lighting Co | Mobern Lighting | MIMDFLTH-LED64E(120 or 277)xx35 | Outdoor Luminaires | Mid Output | Outdoor Pole/Arm-Mounted Area and Roadway Luminaires |  | standard | NO | [10 empty] | 2018-12-05 | Not Dimmable | Not Dimmable | YES |  | XXXCTB | [25 empty] | 4.4 | 7165 | 108.561 | 66 | 18 | 0.984 | 3500 | 84 |  |  |  | NO | NO | NO | [8 empty] | 2018-12-05 | NO | NO | NO | [6 empty] | AC | 120 | 277 | [5 empty] | NO
PNBK1A7D | Mobern Lighting Co | Mobern Lighting | MIMDFLTH-LED64E(120 or 277)xx40 | Outdoor Luminaires | Mid Output | Outdoor Pole/Arm-Mounted Area and Roadway Luminaires |  | standard | NO | [10 empty] | 2018-12-05 | Not Dimmable | Not Dimmable | YES |  | XXXCTB | [25 empty] | 4.4 | 7425 | 112.5 | 66 | 18 | 0.984 | 4000 | 84 |  |  |  | NO | NO | NO | [8 empty] | 2018-12-05 | NO | NO | NO | [6 empty] | AC | 120 | 277 | [5 empty] | NO
PF4WUABY | Mobern Lighting Co | Mobern Lighting | MIMDFLTH-LED64E(120 or 277)xx50 | Outdoor Luminaires | Mid Output | Outdoor Pole/Arm-Mounted Area and Roadway Luminaires |  | standard | NO | [10 empty] | 2018-12-05 | Not Dimmable | Not Dimmable | YES |  | XXXCTB | [25 empty] | 4.4 | 7690 | 116.515 | 66 | 18 | 0.984 | 5000 | 85 |  |  |  | NO | NO | NO | [8 empty] | 2018-12-05 | NO | NO | NO | [6 empty] | AC | 120 | 277 | [5 empty] | NO
P8C07DA5 | Mobern Lighting Co | Mobern Lighting | MIMDFLTH-LED84E(120 or 277)xx35 | Outdoor Luminaires | Mid Output | Outdoor Pole/Arm-Mounted Area and Roadway Luminaires |  | standard | NO | [10 empty] | 2018-12-05 | Not Dimmable | Not Dimmable | YES |  | XXXCTB | [25 empty] | 4.4 | 8875 | 107.316 | 82.7 | 18 | 0.985 | 3500 | 84 |  |  |  | NO | NO | NO | [8 empty] | 2018-12-05 | NO | NO | NO | [6 empty] | AC | 120 | 277 | [5 empty] | NO
PSKL04OY | Mobern Lighting Co | Mobern Lighting | MIMDFLTH-LED84E(120 or 277)xx40 | Outdoor Luminaires | Mid Output | Outdoor Pole/Arm-Mounted Area and Roadway Luminaires |  | standard | NO | [10 empty] | 2018-12-05 | Not Dimmable | Not Dimmable | YES |  | XXXCTB | [25 empty] | 4.4 | 8955 | 108.283 | 82.7 | 18 | 0.985 | 4000 | 84 |  |  |  | NO | NO | NO | [8 empty] | 2018-12-05 | NO | NO | NO | [6 empty] | AC | 120 | 277 | [5 empty] | NO
P20AEGLG | Mobern Lighting Co | Mobern Lighting | MIMDFLTH-LED84E(120 or 277)xx50 | Outdoor Luminaires | Mid Output | Outdoor Pole/Arm-Mounted Area and Roadway Luminaires |  | standard | NO | [10 empty] | 2018-12-05 | Not Dimmable | Not Dimmable | YES |  | XXXCTB | [25 empty] | 4.4 | 9530 | 115.236 | 82.7 | 18 | 0.985 | 5000 | 85 |  |  |  | NO | NO | NO | [8 empty] | 2018-12-05 | NO | NO | NO | [6 empty] | AC | 120 | 277 | [5 empty] | NO
PLDOI14GOSZ3 | Mobern Lighting Co | Mobern Lighting | MIMDWPKSR-LED45DMV[WH,BK,BZ]40[OS,PC,EM] | Outdoor Luminaires | Low Output | Outdoor Non-Cutoff and Semi-Cutoff Wall-Mounted Area Luminaires |  | standard | YES |  | 5049.4 | 112.7 | 44.81 | 14.98 | 0.9036 | 3997 | 73.1 | 5 | 50000 | 2019-01-28 | Not Dimmable | Not Dimmable | YES |  | VVVXSZ | 85.9 | 8.7 | [23 empty] | 4.4 | 4900 | 109 | 45 | 15 | 0.9 | 4000 | 70 |  |  |  | NO | NO | NO | [8 empty] | 2019-01-28 | NO | NO | NO | [6 empty] | AC | [7 empty] | NO
PLWUAI27U125 | Mobern Lighting Co | Mobern Lighting | MIMDWPKSR-LED45DMV[WH,BK,BZ]50[OS,PC,EM] | Outdoor Luminaires | Low Output | Outdoor Non-Cutoff and Semi-Cutoff Wall-Mounted Area Luminaires |  | standard | NO | [10 empty] | 2019-01-28 | Dimmable | Continuous Below 10 | YES |  | VVVXSZ | [25 empty] | 4.4 | 4950 | 110 | 45 | 15 | 0.9 | 5000 | 70 |  |  |  | NO | NO | NO | [8 empty] | 2019-01-28 | NO | NO | NO | [6 empty] | AC | [7 empty] | NO
PL2P4GF2TFZ0 | Mobern Lighting Co | Mobern Lighting | MIMDWPKSR-LED70DMV[WH,BK,BZ]40[OS,PC,EM] | Outdoor Luminaires | Mid Output | Outdoor Non-Cutoff and Semi-Cutoff Wall-Mounted Area Luminaires |  | standard | YES |  | 7769.7 | 111.74 | 69.54 | 11.18 | 0.9233 | 4007 | 73.4 | 5 | 50000 | 2019-01-28 | Not Dimmable | Not Dimmable | YES |  | VVVXTA | 85.8 | 8.9 | [23 empty] | 4.4 | 7800 | 111 | 70 | 15 | 0.9 | 4000 | 70 |  |  |  | NO | NO | NO | [8 empty] | 2019-01-28 | NO | NO | NO | [6 empty] | AC | [7 empty] | NO
PLACA0X47FCM | Mobern Lighting Co | Mobern Lighting | MIMDWPKSR-LED70DMV[WH,BK,BZ]50[OS,PC,EM] | Outdoor Luminaires | Mid Output | Outdoor Non-Cutoff and Semi-Cutoff Wall-Mounted Area Luminaires |  | standard | NO | [10 empty] | 2019-01-28 | Dimmable | Continuous Below 10 | YES |  | VVVXTA | [25 empty] | 4.4 | 7900 | 112 | 70 | 15 | 0.9 | 5000 | 70 |  |  |  | NO | NO | NO | [8 empty] | 2019-01-28 | NO | NO | NO | [6 empty] | AC | [7 empty] | NO
PB8SNVTH | Mobern Lighting Co | Mobern Lighting Co | MLFL10-LED52MV50BZ | Outdoor Luminaires | Mid Output | Architectural Flood and Spot Luminaires |  | standard | YES |  | 5468.82 | 104 | 52.78 | 17 | 0.95 | 5164 | 74 | 5 | 50000 | 2015-08-27 | Not Dimmable | Not Dimmable | NotYetVerified |  | UUUUTJ | 100 | [22 empty] | 7 | 7 | 4.3 | [10 empty] | NO | NO | NO | 2017-04-28 | 4.2 |  | standard |  |  |  |  | 2018-05-02 | NO | NO | NO | [6 empty] | AC | [7 empty] | NO
PEM1Y6GD | Mobern Lighting Co | Mobern Lighting Co | MPLLED120MV50 | Outdoor Luminaires | High Output | Architectural Flood and Spot Luminaires |  | standard | NO | [10 empty] | 2015-07-07 | Not Dimmable | Not Dimmable | NotYetVerified |  | VVVVIG | [23 empty] | 7 | 7 | 4.4 | 12548 | 109 | 115.1 | 17.09 | 0.911 | 5000 | 70 |  |  |  | NO | NO | NO | 2018-05-02 | 4.3 |  | standard |  |  |  |  | 2018-11-02 | NO | NO | NO | [6 empty] | AC | [7 empty] | NO
PYUN3TTF | Mobern Lighting Co | Mobern Lighting Co | MPLLED150MV50 | Outdoor Luminaires | High Output | Architectural Flood and Spot Luminaires |  | standard | NO | [10 empty] | 2015-07-07 | Not Dimmable | Not Dimmable | NotYetVerified |  | VVVVIG | [23 empty] | 7 | 7 | 4.4 | 14850 | 100.9 | 147.2 | 13.86 | 0.923 | 5000 | 70 |  |  |  | NO | NO | NO | 2018-05-02 | 4.3 |  | standard |  |  |  |  | 2018-11-02 | NO | NO | NO | [6 empty] | AC | [7 empty] | NO
PBKK8NXF | Mobern Lighting Co | Mobern Lighting Co | MPLLED180MV50 | Outdoor Luminaires | High Output | Architectural Flood and Spot Luminaires |  | standard | YES |  | 17180 | 99.7 | 172.32 | 11.33 | 0.933 | 5184 | 73 | 5 |  | 2015-07-07 | Not Dimmable | Not Dimmable | NotYetVerified |  | VVVVIG | 100 | [22 empty] | 7 | 7 | 4.4 | 17180 | 99.7 | 172.32 | 11.33 | 0.933 | 5000 | 70 |  |  |  | NO | NO | NO | 2018-05-02 | 4.3 |  | standard |  |  |  |  | 2018-11-02 | NO | NO | NO | [6 empty] | AC | [7 empty] | NO
PLYCSDV9BUJY | Mobern Lighting Co | Mobern Lighting | MRHBLED120DMV50FR | Indoor Luminaires | High-Bay | High-Bay Luminaires for Commercial and Industrial Buildings |  | standard | YES |  | 14825.1 | 127.89 | 115.92 | 14.4 | 0.908 | 5144 | 83 | 5 | 50000 | 2017-08-30 | Dimmable | Continuous Below 10 | NO |  | ZAZZBK | [12 empty] | 58.5 | [12 empty] | 4.4 | 14000 | 116.67 | 120 | 20 | 0.95 | 5000 | 80 |  |  |  | NO | NO | NO | [8 empty] | 2018-11-02 | NO | NO | NO | [6 empty] | AC | [7 empty] | NO
PLIB8RKVV8FT | Mobern Lighting Co | Mobern Lighting | MRHBLED210DMV50FR | Indoor Luminaires | High-Bay | High-Bay Luminaires for Commercial and Industrial Buildings |  | standard | YES |  | 26809 | 128.61 | 208.45 | 14.87 | 0.949 | 5218 | 84 | 5 | 50000 | 2017-08-30 | Dimmable | Continuous Below 10 | NO |  | ZAZZBL | [12 empty] | 58.3 | [12 empty] | 4.4 | 25000 | 119.05 | 210 | 20 | 0.95 | 5000 | 80 |  |  |  | NO | NO | NO | [8 empty] | 2018-11-02 | NO | NO | NO | [6 empty] | AC | [7 empty] | NO
PU3RS58D | Mobern Lighting Co | Mobern Lighting Co | RDIDB24-LED52DMV35 | Indoor Luminaires | Troffer | 2x4 Luminaires for Ambient Lighting of Interior Commercial Spaces |  | standard | YES |  | 5140.7 | 99.4 | 51.7 | 15.47 | 0.9293 | 3539 | 84.3 | 5 | 50000 | 2014-11-25 | Not Yet Verified | Not Yet Verified | NotYetVerified |  | MMMMNJ | [15 empty] | 74.1 |  | 1.26 | 1.36 | [6 empty] | 4.4 | 5827 | 111.9 | 52 |  |  | 3500 | 84.4 |  |  |  | NO | NO | NO | 2018-05-02 | 4.3 |  | standard |  |  |  |  | 2018-11-02 | NO | NO | NO | [6 empty] | AC | [7 empty] | NO
PW11XNK4 | Mobern Lighting Co | Mobern Lighting Co | RDIDB24-LED52DMV40 | Indoor Luminaires | Troffer | 2x4 Luminaires for Ambient Lighting of Interior Commercial Spaces |  | standard | NO | [10 empty] | 2014-11-25 | Not Yet Verified | Not Yet Verified | NotYetVerified |  | MMMMNJ | [25 empty] | 4.4 | 5944 | 114 | 52 |  |  | 4000 | 84.4 |  |  |  | NO | NO | NO | 2018-05-02 | 4.3 |  | standard |  |  |  |  | 2018-11-02 | NO | NO | NO | [6 empty] | AC | [7 empty] | NO
PFSSZRV3 | Mobern Lighting Co | Mobern Lighting | RDIS22-LED20FRDMV30(WP,EM) | Indoor Luminaires | Troffer | 2x2 Luminaires for Ambient Lighting of Interior Commercial Spaces |  | standard | YES |  | 2317 | 117.6 | 19.7 | 12.3 | 0.913 | 3076 | 84 | 5 | 50000 | 2018-04-23 | Dimmable | Continuous Below 10 | YES |  | JJJNLE | [15 empty] | 76 |  | 1.18 | 1.34 | [6 empty] | 4.4 | 2336 | 117 | 20 | 9.2 | 0.954 | 3000 | 84 |  |  |  | NO | NO | NO | [8 empty] | 2018-11-02 | NO | NO | NO | [6 empty] | AC | [7 empty] | NO
PW412VM0 | Mobern Lighting Co | Mobern Lighting | RDIS22-LED20FRDMV35(WP,EM) | Indoor Luminaires | Troffer | 2x2 Luminaires for Ambient Lighting of Interior Commercial Spaces |  | standard | NO | [10 empty] | 2018-04-23 | Dimmable | Continuous Below 10 | YES |  | JJJNLE | [25 empty] | 4.4 | 2374 | 119 | 20 | 9.2 | 0.954 | 3500 | 84 |  |  |  | NO | NO | NO | [8 empty] | 2018-11-02 | NO | NO | NO | [6 empty] | AC | [7 empty] | NO
PM0O1Q8I | Mobern Lighting Co | Mobern Lighting | RDIS22-LED20FRDMV40(WP,EM) | Indoor Luminaires | Troffer | 2x2 Luminaires for Ambient Lighting of Interior Commercial Spaces |  | standard | NO | [10 empty] | 2018-04-23 | Dimmable | Continuous Below 10 | YES |  | JJJNLE | [25 empty] | 4.4 | 2446 | 122 | 20 | 9.2 | 0.954 | 4000 | 84 |  |  |  | NO | NO | NO | [8 empty] | 2018-11-02 | NO | NO | NO | [6 empty] | AC | [7 empty] | NO
P8W9WMF5 | Mobern Lighting Co | Mobern Lighting | RDIS22-LED20FRDMV50(WP,EM) | Indoor Luminaires | Troffer | 2x2 Luminaires for Ambient Lighting of Interior Commercial Spaces |  | standard | NO | [10 empty] | 2018-04-23 | Dimmable | Continuous Below 10 | YES |  | JJJNLE | [25 empty] | 4.4 | 2499 | 125 | 20 | 9.2 | 0.954 | 5000 | 83 |  |  |  | NO | NO | NO | [8 empty] | 2018-11-02 | NO | NO | NO | [6 empty] | AC | [7 empty] | NO
P3R3JBYG | Mobern Lighting Co | Mobern Lighting | RDIS22-LED24FRDMV30(WP,EM) | Indoor Luminaires | Troffer | 2x2 Luminaires for Ambient Lighting of Interior Commercial Spaces |  | standard | NO | [10 empty] | 2018-04-23 | Dimmable | Continuous Below 10 | YES |  | JJJNLE | [25 empty] | 4.4 | 2900 | 120 | 24 | 9.2 | 0.954 | 3000 | 84 |  |  |  | NO | NO | NO | [8 empty] | 2018-11-02 | NO | NO | NO | [6 empty] | AC | [7 empty] | NO
PTNKH7RL | Mobern Lighting Co | Mobern Lighting | RDIS22-LED24FRDMV35(WP,EM) | Indoor Luminaires | Troffer | 2x2 Luminaires for Ambient Lighting of Interior Commercial Spaces |  | standard | NO | [10 empty] | 2018-04-23 | Dimmable | Continuous Below 10 | YES |  | JJJNLE | [25 empty] | 4.4 | 2947 | 122 | 24 | 9.2 | 0.954 | 3500 | 84 |  |  |  | NO | NO | NO | [8 empty] | 2018-11-02 | NO | NO | NO | [6 empty] | AC | [7 empty] | NO
P2AAH1RJ | Mobern Lighting Co | Mobern Lighting | RDIS22-LED24FRDMV40(WP,EM) | Indoor Luminaires | Troffer | 2x2 Luminaires for Ambient Lighting of Interior Commercial Spaces |  | standard | NO | [10 empty] | 2018-04-23 | Dimmable | Continuous Below 10 | YES |  | JJJNLE | [25 empty] | 4.4 | 3037 | 126 | 24 | 9.2 | 0.954 | 4000 | 84 |  |  |  | NO | NO | NO | [8 empty] | 2018-11-02 | NO | NO | NO | [6 empty] | AC | [7 empty] | NO
PZYC2T7J | Mobern Lighting Co | Mobern Lighting | RDIS22-LED24FRDMV50(WP,EM) | Indoor Luminaires | Troffer | 2x2 Luminaires for Ambient Lighting of Interior Commercial Spaces |  | standard | NO | [10 empty] | 2018-04-23 | Dimmable | Continuous Below 10 | YES |  | JJJNLE | [25 empty] | 4.4 | 3100 | 129 | 24 | 9.2 | 0.954 | 5000 | 83 |  |  |  | NO | NO | NO | [8 empty] | 2018-11-02 | NO | NO | NO | [6 empty] | AC | [7 empty] | NO
PH6ZVWQR | Mobern Lighting Co | Mobern Lighting | RDIS22-LED28FRDMV30(WP,EM) | Indoor Luminaires | Troffer | 2x2 Luminaires for Ambient Lighting of Interior Commercial Spaces |  | standard | NO | [10 empty] | 2018-04-23 | Dimmable | Continuous Below 10 | YES |  | JJJNLE | [25 empty] | 4.4 | 3340 | 119 | 28 | 6.8 | 0.984 | 3000 | 84 |  |  |  | NO | NO | NO | [8 empty] | 2018-11-02 | NO | NO | NO | [6 empty] | AC | [7 empty] | NO
PZGYUXFQ | Mobern Lighting Co | Mobern Lighting | RDIS22-LED28FRDMV35(WP,EM) | Indoor Luminaires | Troffer | 2x2 Luminaires for Ambient Lighting of Interior Commercial Spaces |  | standard | NO | [10 empty] | 2018-04-23 | Dimmable | Continuous Below 10 | YES |  | JJJNLE | [25 empty] | 4.4 | 3394 | 121 | 28 | 6.8 | 0.984 | 3500 | 84 |  |  |  | NO | NO | NO | [8 empty] | 2018-11-02 | NO | NO | NO | [6 empty] | AC | [7 empty] | NO
P9YW5TAF | Mobern Lighting Co | Mobern Lighting | RDIS22-LED28FRDMV40(WP,EM) | Indoor Luminaires | Troffer | 2x2 Luminaires for Ambient Lighting of Interior Commercial Spaces |  | standard | NO | [10 empty] | 2018-04-23 | Dimmable | Continuous Below 10 | YES |  | JJJNLE | [25 empty] | 4.4 | 3498 | 124 | 28 | 6.8 | 0.984 | 4000 | 84 |  |  |  | NO | NO | NO | [8 empty] | 2018-11-02 | NO | NO | NO | [6 empty] | AC | [7 empty] | NO
PACCMT57 | Mobern Lighting Co | Mobern Lighting | RDIS22-LED28FRDMV50(WP,EM) | Indoor Luminaires | Troffer | 2x2 Luminaires for Ambient Lighting of Interior Commercial Spaces |  | standard | NO | [10 empty] | 2018-04-23 | Dimmable | Continuous Below 10 | YES |  | JJJNLE | [25 empty] | 4.4 | 3572 | 127 | 28 | 6.8 | 0.984 | 5000 | 83 |  |  |  | NO | NO | NO | [8 empty] | 2018-11-02 | NO | NO | NO | [6 empty] | AC | [7 empty] | NO
PORN8U4V | Mobern Lighting Co | Mobern Lighting | RDIS22-LED30FRDMV30(WP,EM) | Indoor Luminaires | Troffer | 2x2 Luminaires for Ambient Lighting of Interior Commercial Spaces |  | standard | YES |  | 3425.6 | 108.6 | 31.53 | 6.8 | 0.984 | 3090 | 83 | 5 | 50000 | 2018-04-23 | Dimmable | Continuous Below 10 | YES |  | JJJNLE | [15 empty] | 76 |  | 1.18 | 1.34 | [6 empty] | 4.4 | 3425 | 108 | 31.5 | 6.8 | 0.984 | 3000 | 84 |  |  |  | NO | NO | NO | [8 empty] | 2018-11-02 | NO | NO | NO | [6 empty] | AC | [7 empty] | NO
PSBEM7SL | Mobern Lighting Co | Mobern Lighting | RDIS22-LED30FRDMV35(WP,EM) | Indoor Luminaires | Troffer | 2x2 Luminaires for Ambient Lighting of Interior Commercial Spaces |  | standard | NO | [10 empty] | 2018-04-23 | Dimmable | Continuous Below 10 | YES |  | JJJNLE | [25 empty] | 4.4 | 3481 | 110 | 31.5 | 6.8 | 0.984 | 3500 | 84 |  |  |  | NO | NO | NO | [8 empty] | 2018-11-02 | NO | NO | NO | [6 empty] | AC | [7 empty] | NO
P5DF073M | Mobern Lighting Co | Mobern Lighting | RDIS22-LED30FRDMV40(WP,EM) | Indoor Luminaires | Troffer | 2x2 Luminaires for Ambient Lighting of Interior Commercial Spaces |  | standard | YES |  | 3633.2 | 115.7 | 31.41 | 6.8 | 0.982 | 5129 | 84 | 5 | 50000 | 2018-04-23 | Dimmable | Continuous Below 10 | YES |  | JJJNLE | [15 empty] | 76 |  | 1.18 | 1.34 | [6 empty] | 4.4 | 3587 | 113 | 31.5 | 6.8 | 0.984 | 4000 | 84 |  |  |  | NO | NO | NO | [8 empty] | 2018-11-02 | NO | NO | NO | [6 empty] | AC | [7 empty] | NO
P2M45ZU6 | Mobern Lighting Co | Mobern Lighting | RDIS22-LED30FRDMV50(WP,EM) | Indoor Luminaires | Troffer | 2x2 Luminaires for Ambient Lighting of Interior Commercial Spaces |  | standard | NO | [10 empty] | 2018-04-23 | Dimmable | Continuous Below 10 | YES |  | JJJNLE | [25 empty] | 4.4 | 3664 | 116 | 31.5 | 6.8 | 0.984 | 5000 | 83 |  |  |  | NO | NO | NO | [8 empty] | 2018-11-02 | NO | NO | NO | [6 empty] | AC | [7 empty] | NO
PCECFNJ9 | Mobern Lighting Co | Mobern Lighting Company | RDIS24-LED28DMVFR30 | Indoor Luminaires | Troffer | 2x4 Luminaires for Ambient Lighting of Interior Commercial Spaces |  | standard | YES |  | 3007 | 105.92 | 28.39 | 8.18 | 0.951 | 3031 | 83.9 | 5 | 50000 | 2016-03-09 | Dimmable | Continuous Below 10 | NO |  | FFFFUL | [15 empty] | 74.7 |  | 1.2 | 1.34 | [6 empty] | 4.4 | 3077 | 108.4 | 28.39 | 6.68 | 0.996 | 3000 | 83.9 |  |  |  | NO | NO | NO | 2018-05-02 | 4.3 |  | standard |  |  |  |  | 2018-11-02 | NO | NO | NO | [6 empty] | AC | [7 empty] | NO
PDBVKXD6 | Mobern Lighting Co | Mobern Lighting Company | RDIS24-LED32DMVFR30 | Indoor Luminaires | Troffer | 2x4 Luminaires for Ambient Lighting of Interior Commercial Spaces |  | standard | NO | [10 empty] | 2016-03-09 | Dimmable | Continuous Below 10 | NO |  | FFFFUL | [25 empty] | 4.4 | 3398 | 107 | 32 | 5.09 | 0.996 | 3000 | 83.9 |  |  |  | NO | NO | NO | 2018-05-02 | 4.3 |  | standard |  |  |  |  | 2018-11-02 | NO | NO | NO | [6 empty] | AC | [7 empty] | NO
PF62TBRK | Mobern Lighting Co | Mobern Lighting Company | RDIS24-LED32DMVFR35 | Indoor Luminaires | Troffer | 2x4 Luminaires for Ambient Lighting of Interior Commercial Spaces |  | standard | NO | [10 empty] | 2016-03-09 | Dimmable | Continuous Below 10 | NO |  | FFFFUL | [25 empty] | 4.4 | 3467 | 110 | 32 | 5.09 | 0.996 | 3500 | 83.9 |  |  |  | NO | NO | NO | 2018-05-02 | 4.3 |  | standard |  |  |  |  | 2018-11-02 | NO | NO | NO | [6 empty] | AC | [7 empty] | NO
PYNRSV2K | Mobern Lighting Co | Mobern Lighting Company | RDIS24-LED32DMVFR40 | Indoor Luminaires | Troffer | 2x4 Luminaires for Ambient Lighting of Interior Commercial Spaces |  | standard | NO | [10 empty] | 2016-03-09 | Dimmable | Continuous Below 10 | NO |  | FFFFUL | [25 empty] | 4.4 | 3467 | 110 | 32 | 5.09 | 0.996 | 4000 | 83.9 |  |  |  | NO | NO | NO | 2018-05-02 | 4.3 |  | standard |  |  |  |  | 2018-11-02 | NO | NO | NO | [6 empty] | AC | [7 empty] | NO
PJ11YZQ5 | Mobern Lighting Co | Mobern Lighting Company | RDIS24-LED32DMVFR50 | Indoor Luminaires | Troffer | 2x4 Luminaires for Ambient Lighting of Interior Commercial Spaces |  | standard | NO | [10 empty] | 2016-03-09 | Dimmable | Continuous Below 10 | NO |  | FFFFUL | [25 empty] | 4.4 | 3467 | 110 | 32 | 5.09 | 0.996 | 5000 | 83.9 |  |  |  | NO | NO | NO | 2018-05-02 | 4.3 |  | standard |  |  |  |  | 2018-11-02 | NO | NO | NO | [6 empty] | AC | [7 empty] | NO
PNGDTETJ | Mobern Lighting Co | Mobern Lighting Company | RDIS24-LED48DMVFR30 | Indoor Luminaires | Troffer | 2x4 Luminaires for Ambient Lighting of Interior Commercial Spaces |  | standard | NO | [10 empty] | 2016-03-09 | Dimmable | Continuous Below 10 | NO |  | FFFFUL | [25 empty] | 4.4 | 5448 | 111.3 | 48.97 | 5.09 | 0.998 | 3000 | 83.3 |  |  |  | NO | NO | NO | 2018-05-02 | 4.3 |  | standard |  |  |  |  | 2018-11-02 | NO | NO | NO | [6 empty] | AC | [7 empty] | NO
PTQDS6WR | Mobern Lighting Co | Mobern Lighting Company | RDIS24-LED48DMVFR35 | Indoor Luminaires | Troffer | 2x4 Luminaires for Ambient Lighting of Interior Commercial Spaces |  | standard | NO | [10 empty] | 2016-03-09 | Dimmable | Continuous Below 10 | NO |  | FFFFUL | [25 empty] | 4.4 | 5448 | 111.3 | 48.97 | 5.09 | 0.998 | 3500 | 83.3 |  |  |  | NO | NO | NO | 2018-05-02 | 4.3 |  | standard |  |  |  |  | 2018-11-02 | NO | NO | NO | [6 empty] | AC | [7 empty] | NO
PCFJ4N6Q | Mobern Lighting Co | Mobern Lighting Company | RDIS24-LED48DMVFR40 | Indoor Luminaires | Troffer | 2x4 Luminaires for Ambient Lighting of Interior Commercial Spaces |  | standard | NO | [10 empty] | 2016-03-09 | Dimmable | Continuous Below 10 | NO |  | FFFFUL | [25 empty] | 4.4 | 5448 | 111.3 | 48.97 | 5.09 | 0.998 | 4000 | 83.3 |  |  |  | NO | NO | NO | 2018-05-02 | 4.3 |  | standard |  |  |  |  | 2018-11-02 | NO | NO | NO | [6 empty] | AC | [7 empty] | NO
P2WY3SY5 | Mobern Lighting Co | Mobern Lighting Company | RDIS24-LED48DMVFR50 | Indoor Luminaires | Troffer | 2x4 Luminaires for Ambient Lighting of Interior Commercial Spaces |  | standard | NO | [10 empty] | 2016-03-09 | Dimmable | Continuous Below 10 | NO |  | FFFFUL | [25 empty] | 4.4 | 5448 | 111.3 | 48.97 | 5.09 | 0.998 | 5000 | 83.3 |  |  |  | NO | NO | NO | 2018-05-02 | 4.3 |  | standard |  |  |  |  | 2018-11-02 | NO | NO | NO | [6 empty] | AC | [7 empty] | NO
PZY968BF | Mobern Lighting Co | Mobern Lighting Company | RDIS24-LED57DMVFR30 | Indoor Luminaires | Troffer | 2x4 Luminaires for Ambient Lighting of Interior Commercial Spaces |  | standard | NO | [10 empty] | 2016-03-09 | Dimmable | Continuous Below 10 | NO |  | FFFFUL | [25 empty] | 4.4 | 5825 | 103 | 57 | 5.09 | 0.998 | 3500 | 83.3 |  |  |  | NO | NO | NO | 2018-05-02 | 4.3 |  | standard |  |  |  |  | 2018-11-02 | NO | NO | NO | [6 empty] | AC | [7 empty] | NO
PK5X8YA3 | Mobern Lighting Co | Mobern Lighting Company | RDIS24-LED57DMVFR30 | Indoor Luminaires | Troffer | 2x4 Luminaires for Ambient Lighting of Interior Commercial Spaces |  | standard | NO | [10 empty] | 2016-03-09 | Dimmable | Continuous Below 10 | NO |  | FFFFUL | [25 empty] | 4.4 | 5708 | 101 | 57 | 5.09 | 0.998 | 3000 | 83.3 |  |  |  | NO | NO | NO | 2018-05-02 | 4.3 |  | standard |  |  |  |  | 2018-11-02 | NO | NO | NO | [6 empty] | AC | [7 empty] | NO
P7NAZF4F | Mobern Lighting Co | Mobern Lighting Company | RDIS24-LED57DMVFR35 | Indoor Luminaires | Troffer | 2x4 Luminaires for Ambient Lighting of Interior Commercial Spaces |  | standard | NO | [10 empty] | 2016-03-09 | Dimmable | Continuous Below 10 | NO |  | FFFFUL | [25 empty] | 4.4 | 5825 | 103 | 57 | 5.09 | 0.998 | 4000 | 83.3 |  |  |  | NO | NO | NO | 2018-05-02 | 4.3 |  | standard |  |  |  |  | 2018-11-02 | NO | NO | NO | [6 empty] | AC | [7 empty] | NO
PUS5NTRW | Mobern Lighting Co | Mobern Lighting Company | RDIS24-LED57DMVFR40 | Indoor Luminaires | Troffer | 2x4 Luminaires for Ambient Lighting of Interior Commercial Spaces |  | standard | NO | [10 empty] | 2016-03-09 | Dimmable | Continuous Below 10 | NO |  | FFFFUL | [25 empty] | 4.4 | 5825 | 103 | 57 | 5.09 | 0.998 | 5000 | 83.3 |  |  |  | NO | NO | NO | 2018-05-02 | 4.3 |  | standard |  |  |  |  | 2018-11-02 | NO | NO | NO | [6 empty] | AC | [7 empty] | NO
PVQ1Y4PG | Mobern Lighting Co | Mobern Lighting Company | RDIS24-LED60DMVFR30 | Indoor Luminaires | Troffer | 2x4 Luminaires for Ambient Lighting of Interior Commercial Spaces |  | standard | NO | [10 empty] | 2016-03-09 | Dimmable | Continuous Below 10 | NO |  | FFFFUL | [25 empty] | 4.4 | 6033 | 102 | 60 | 5.09 | 0.996 | 3000 | 83.3 |  |  |  | NO | NO | NO | 2018-05-02 | 4.3 |  | standard |  |  |  |  | 2018-11-02 | NO | NO | NO | [6 empty] | AC | [7 empty] | NO
PZ76RRGM | Mobern Lighting Co | Mobern Lighting | RDISE14-LED22FRDMV30 | Indoor Luminaires | Troffer | 1x4 Luminaires for Ambient Lighting of Interior Commercial Spaces |  | Premium | YES |  | 2940.5 | 128.4 | 22.9 | 7.36 | 0.9436 | 3089 | 83 | 5 | 50000 | 2016-10-26 | Dimmable | Continuous Below 10 | YES | Updated on 4/10/18 | JJJMHL | [15 empty] | 78.2 |  | 1.2 | 1.3 | [6 empty] | 4.4 | 2940.5 | 128.41 | 22.9 | 8.2 | 0.991 | 3000 | 83 |  |  |  | NO | NO | NO | 2018-05-02 | 4.3 |  | Premium |  |  |  |  | 2018-11-02 | NO | NO | NO | [6 empty] | AC | [7 empty] | NO
P3TSYCX1 | Mobern Lighting Co | Mobern Lighting | RDISE14-LED22FRDMV35 | Indoor Luminaires | Troffer | 1x4 Luminaires for Ambient Lighting of Interior Commercial Spaces |  | Premium | NO | [10 empty] | 2016-10-26 | Dimmable | Continuous Below 10 | YES | Updated on 4/10/18 | JJJMHL | [25 empty] | 4.4 | 2995 | 130.74 | 22.9 | 8.2 | 0.991 | 3500 | 83 |  |  |  | NO | NO | NO | 2018-05-02 | 4.3 |  | Premium |  |  |  |  | 2018-11-02 | NO | NO | NO | [6 empty] | AC | [7 empty] | NO
PMVX5FGT | Mobern Lighting Co | Mobern Lighting | RDISE14-LED22FRDMV40 | Indoor Luminaires | Troffer | 1x4 Luminaires for Ambient Lighting of Interior Commercial Spaces |  | Premium | NO | [10 empty] | 2016-10-26 | Dimmable | Continuous Below 10 | YES | Updated on 4/10/18 | JJJMHL | [25 empty] | 4.4 | 3145 | 137.33 | 22.9 | 8.2 | 0.991 | 4000 | 83 |  |  |  | NO | NO | NO | 2018-05-02 | 4.3 |  | Premium |  |  |  |  | 2018-11-02 | NO | NO | NO | [6 empty] | AC | [7 empty] | NO
PT4U8CHW | Mobern Lighting Co | Mobern Lighting | RDISE14-LED22FRDMV50 | Indoor Luminaires | Troffer | 1x4 Luminaires for Ambient Lighting of Interior Commercial Spaces |  | Premium | NO | [10 empty] | 2016-10-26 | Dimmable | Continuous Below 10 | YES | Updated on 4/10/18 | JJJMHL | [25 empty] | 4.4 | 3240 | 141.45 | 22.9 | 8.2 | 0.991 | 5000 | 84 |  |  |  | NO | NO | NO | 2018-05-02 | 4.3 |  | Premium |  |  |  |  | 2018-11-02 | NO | NO | NO | [6 empty] | AC | [7 empty] | NO
PKD32P4N | Mobern Lighting Co | Mobern Lighting | RDISE14-LED30FRDMV30 | Indoor Luminaires | Troffer | 1x4 Luminaires for Ambient Lighting of Interior Commercial Spaces |  | Premium | NO | [10 empty] | 2016-10-26 | Dimmable | Continuous Below 10 | YES | Updated on 4/10/18 | JJJMHL | [25 empty] | 4.4 | 3961 | 129.23 | 30.65 | 7.3 | 0.996 | 3000 | 84 |  |  |  | NO | NO | NO | 2018-05-02 | 4.3 |  | Premium |  |  |  |  | 2018-11-02 | NO | NO | NO | [6 empty] | AC | [7 empty] | NO
PNJHZZAU | Mobern Lighting Co | Mobern Lighting | RDISE14-LED30FRDMV35 | Indoor Luminaires | Troffer | 1x4 Luminaires for Ambient Lighting of Interior Commercial Spaces |  | Premium | NO | [10 empty] | 2016-10-26 | Dimmable | Continuous Below 10 | YES | Updated on 4/10/18 | JJJMHL | [25 empty] | 4.4 | 4025 | 131.32 | 30.65 | 7.3 | 0.996 | 3500 | 84 |  |  |  | NO | NO | NO | 2018-05-02 | 4.3 |  | Premium |  |  |  |  | 2018-11-02 | NO | NO | NO | [6 empty] | AC | [7 empty] | NO
P1ZB3U1W | Mobern Lighting Co | Mobern Lighting | RDISE14-LED30FRDMV40 | Indoor Luminaires | Troffer | 1x4 Luminaires for Ambient Lighting of Interior Commercial Spaces |  | Premium | NO | [10 empty] | 2016-10-26 | Dimmable | Continuous Below 10 | YES | Updated on 4/10/18 | JJJMHL | [25 empty] | 4.4 | 4145 | 135.24 | 30.65 | 7.3 | 0.996 | 4000 | 84 |  |  |  | NO | NO | NO | 2018-05-02 | 4.3 |  | Premium |  |  |  |  | 2018-11-02 | NO | NO | NO | [6 empty] | AC | [7 empty] | NO
PTY6MDMF | Mobern Lighting Co | Mobern Lighting | RDISE14-LED30FRDMV50 | Indoor Luminaires | Troffer | 1x4 Luminaires for Ambient Lighting of Interior Commercial Spaces |  | standard | YES |  | 3243.6 | 112.6 | 28.8 | 5.11 | 0.9862 | 5208 | 84 | 5 | 50000 | 2016-10-26 | Dimmable | Continuous Below 10 | YES | Updated on 4/10/18 | JJJMHL | [15 empty] | 78.2 |  | 1.2 | 1.3 | [6 empty] | 4.4 | 4270 | 139.31 | 30.65 | 7.3 | 0.996 | 5000 | 84 |  |  |  | NO | NO | NO | 2018-05-02 | 4.3 |  | standard |  |  |  |  | 2018-11-02 | NO | NO | NO | [6 empty] | AC | [7 empty] | NO
PCNSN91T | Mobern Lighting Co | Mobern Lighting | RDISE14-LED35FRDMV30 | Indoor Luminaires | Troffer | 1x4 Luminaires for Ambient Lighting of Interior Commercial Spaces |  | standard | NO | [10 empty] | 2016-10-26 | Dimmable | Continuous Below 10 | YES | Updated on 5/26/2017 | JJJMHL | [25 empty] | 4.4 | 4280 | 122.29 | 35 | 8.2 | 0.99 | 3000 | 83 |  |  |  | NO | NO | NO | 2018-05-02 | 4.3 |  | standard |  |  |  |  | 2018-11-02 | NO | NO | NO | [6 empty] | AC | [7 empty] | NO
PPY7Z4N9 | Mobern Lighting Co | Mobern Lighting | RDISE14-LED35FRDMV35 | Indoor Luminaires | Troffer | 1x4 Luminaires for Ambient Lighting of Interior Commercial Spaces |  | standard | NO | [10 empty] | 2016-10-26 | Dimmable | Continuous Below 10 | YES | Updated on 5/26/2017 | JJJMHL | [25 empty] | 4.4 | 4360 | 124.57 | 35 | 8.2 | 0.99 | 3500 | 83 |  |  |  | NO | NO | NO | 2018-05-02 | 4.3 |  | standard |  |  |  |  | 2018-11-02 | NO | NO | NO | [6 empty] | AC | [7 empty] | NO
PKQERF92 | Mobern Lighting Co | Mobern Lighting | RDISE14-LED35FRDMV40 | Indoor Luminaires | Troffer | 1x4 Luminaires for Ambient Lighting of Interior Commercial Spaces |  | standard | NO | [10 empty] | 2016-10-26 | Dimmable | Continuous Below 10 | YES | Updated on 5/26/2017 | JJJMHL | [25 empty] | 4.4 | 4580 | 130.86 | 35 | 8.2 | 0.99 | 4000 | 83 |  |  |  | NO | NO | NO | 2018-05-02 | 4.3 |  | standard |  |  |  |  | 2018-11-02 | NO | NO | NO | [6 empty] | AC | [7 empty] | NO
PDTEUS92 | Mobern Lighting Co | Mobern Lighting | RDISE14-LED35FRDMV50 | Indoor Luminaires | Troffer | 1x4 Luminaires for Ambient Lighting of Interior Commercial Spaces |  | standard | NO | [10 empty] | 2016-10-26 | Dimmable | Continuous Below 10 | YES | Updated on 5/26/2017 | JJJMHL | [25 empty] | 4.4 | 4715 | 134.71 | 35 | 8.2 | 0.99 | 5000 | 84 |  |  |  | NO | NO | NO | 2018-05-02 | 4.3 |  | standard |  |  |  |  | 2018-11-02 | NO | NO | NO | [6 empty] | AC | [7 empty] | NO
PR6QJTGJ | Mobern Lighting Co | Mobern Lighting | RDISE14-LED40FRDMV30 | Indoor Luminaires | Troffer | 1x4 Luminaires for Ambient Lighting of Interior Commercial Spaces |  | standard | NO | [10 empty] | 2016-10-26 | Dimmable | Continuous Below 10 | YES | Updated on 5/26/2017 | JJJMHL | [25 empty] | 4.4 | 4805 | 120.13 | 40 | 8.2 | 0.99 | 3000 | 83 |  |  |  | NO | NO | NO | 2018-05-02 | 4.3 |  | standard |  |  |  |  | 2018-11-02 | NO | NO | NO | [6 empty] | AC | [7 empty] | NO
P71NZKBN | Mobern Lighting Co | Mobern Lighting | RDISE14-LED40FRDMV35 | Indoor Luminaires | Troffer | 1x4 Luminaires for Ambient Lighting of Interior Commercial Spaces |  | standard | NO | [10 empty] | 2016-10-26 | Dimmable | Continuous Below 10 | YES | Updated on 5/26/2017 | JJJMHL | [25 empty] | 4.4 | 4895 | 122.38 | 40 | 8.2 | 0.99 | 3500 | 83 |  |  |  | NO | NO | NO | 2018-05-02 | 4.3 |  | standard |  |  |  |  | 2018-11-02 | NO | NO | NO | [6 empty] | AC | [7 empty] | NO
PAED1PXG | Mobern Lighting Co | Mobern Lighting | RDISE14-LED40FRDMV40 | Indoor Luminaires | Troffer | 1x4 Luminaires for Ambient Lighting of Interior Commercial Spaces |  | standard | NO | [10 empty] | 2016-10-26 | Dimmable | Continuous Below 10 | YES | Updated on 5/26/2017 | JJJMHL | [25 empty] | 4.4 | 5140 | 128.5 | 40 | 8.2 | 0.99 | 4000 | 83 |  |  |  | NO | NO | NO | 2018-05-02 | 4.3 |  | standard |  |  |  |  | 2018-11-02 | NO | NO | NO | [6 empty] | AC | [7 empty] | NO
PJ258NP9 | Mobern Lighting Co | Mobern Lighting | RDISE14-LED40FRDMV50 | Indoor Luminaires | Troffer | 1x4 Luminaires for Ambient Lighting of Interior Commercial Spaces |  | standard | NO | [10 empty] | 2016-10-26 | Dimmable | Continuous Below 10 | YES | Updated on 5/26/2017 | JJJMHL | [25 empty] | 4.4 | 5295 | 132.38 | 40 | 8.2 | 0.99 | 5000 | 84 |  |  |  | NO | NO | NO | 2018-05-02 | 4.3 |  | standard |  |  |  |  | 2018-11-02 | NO | NO | NO | [6 empty] | AC | [7 empty] | NO
P4N3T118 | Mobern Lighting Co | Mobern Lighting | RDISE14-LED48FRDMV30 | Indoor Luminaires | Troffer | 1x4 Luminaires for Ambient Lighting of Interior Commercial Spaces |  | standard | NO | [10 empty] | 2016-10-26 | Dimmable | Continuous Below 10 | YES | Updated on 5/26/2017 | JJJMHL | [25 empty] | 4.4 | 5635 | 117.4 | 48 | 8.2 | 0.99 | 3000 | 83 |  |  |  | NO | NO | NO | 2018-05-02 | 4.3 |  | standard |  |  |  |  | 2018-11-02 | NO | NO | NO | [6 empty] | AC | [7 empty] | NO
P2SQMEZN | Mobern Lighting Co | Mobern Lighting | RDISE14-LED48FRDMV35 | Indoor Luminaires | Troffer | 1x4 Luminaires for Ambient Lighting of Interior Commercial Spaces |  | standard | NO | [10 empty] | 2016-10-26 | Dimmable | Continuous Below 10 | YES | Updated on 5/26/2017 | JJJMHL | [25 empty] | 4.4 | 5735 | 119.48 | 48 | 8.2 | 0.99 | 3500 | 83 |  |  |  | NO | NO | NO | 2018-05-02 | 4.3 |  | standard |  |  |  |  | 2018-11-02 | NO | NO | NO | [6 empty] | AC | [7 empty] | NO
PY3157QD | Mobern Lighting Co | Mobern Lighting | RDISE14-LED48FRDMV40 | Indoor Luminaires | Troffer | 1x4 Luminaires for Ambient Lighting of Interior Commercial Spaces |  | standard | NO | [10 empty] | 2016-10-26 | Dimmable | Continuous Below 10 | YES | Updated on 5/26/2017 | JJJMHL | [25 empty] | 4.4 | 6025 | 125.52 | 48 | 8.2 | 0.99 | 4000 | 83 |  |  |  | NO | NO | NO | 2018-05-02 | 4.3 |  | standard |  |  |  |  | 2018-11-02 | NO | NO | NO | [6 empty] | AC | [7 empty] | NO
PPA4DNUF | Mobern Lighting Co | Mobern Lighting | RDISE14-LED48FRDMV50 | Indoor Luminaires | Troffer | 1x4 Luminaires for Ambient Lighting of Interior Commercial Spaces |  | standard | NO | [10 empty] | 2016-10-26 | Dimmable | Continuous Below 10 | YES | Updated on 5/26/2017 | JJJMHL | [25 empty] | 4.4 | 6205 | 129.27 | 48 | 8.2 | 0.99 | 5000 | 84 |  |  |  | NO | NO | NO | 2018-05-02 | 4.3 |  | standard |  |  |  |  | 2018-11-02 | NO | NO | NO | [6 empty] | AC | [7 empty] | NO
PEUKE3KC | Mobern Lighting Co | Mobern Lighting | RDISE14-LED57FRDMV30 | Indoor Luminaires | Troffer | 1x4 Luminaires for Ambient Lighting of Interior Commercial Spaces |  | standard | YES |  | 6563.2 | 112.9 | 58.14 | 4.8 | 0.998 | 3124 | 83 | 5 | 50000 | 2016-10-26 | Dimmable | Continuous Below 10 | YES | Updated on 5/26/2017 | JJJMHL | [15 empty] | 78.2 |  | 1.2 | 1.3 | [6 empty] | 4.4 | 6563.2 | 112.89 | 58.14 | 4.8 | 1 | 3000 | 83 |  |  |  | NO | NO | NO | 2018-05-02 | 4.3 |  | standard |  |  |  |  | 2018-11-02 | NO | NO | NO | [6 empty] | AC | [7 empty] | NO
PPUGUKQH | Mobern Lighting Co | Mobern Lighting | RDISE14-LED57FRDMV35 | Indoor Luminaires | Troffer | 1x4 Luminaires for Ambient Lighting of Interior Commercial Spaces |  | standard | NO | [10 empty] | 2016-10-26 | Dimmable | Continuous Below 10 | YES | Updated on 5/26/2017 | JJJMHL | [25 empty] | 4.4 | 6685 | 114.98 | 58.14 | 4.8 | 1 | 3500 | 83 |  |  |  | NO | NO | NO | 2018-05-02 | 4.3 |  | standard |  |  |  |  | 2018-11-02 | NO | NO | NO | [6 empty] | AC | [7 empty] | NO
PXYPH84V | Mobern Lighting Co | Mobern Lighting | RDISE14-LED57FRDMV40 | Indoor Luminaires | Troffer | 1x4 Luminaires for Ambient Lighting of Interior Commercial Spaces |  | standard | NO | [10 empty] | 2016-10-26 | Dimmable | Continuous Below 10 | YES | Updated on 5/26/2017 | JJJMHL | [25 empty] | 4.4 | 7020 | 120.74 | 58.14 | 4.8 | 1 | 4000 | 83 |  |  |  | NO | NO | NO | 2018-05-02 | 4.3 |  | standard |  |  |  |  | 2018-11-02 | NO | NO | NO | [6 empty] | AC | [7 empty] | NO
PXKKMU74 | Mobern Lighting Co | Mobern Lighting | RDISE14-LED57FRDMV50 | Indoor Luminaires | Troffer | 1x4 Luminaires for Ambient Lighting of Interior Commercial Spaces |  | standard | NO | [10 empty] | 2016-10-26 | Dimmable | Continuous Below 10 | YES | Updated on 5/26/2017 | JJJMHL | [25 empty] | 4.4 | 7230 | 124.36 | 58.14 | 4.8 | 1 | 5000 | 84 |  |  |  | NO | NO | NO | 2018-05-02 | 4.3 |  | standard |  |  |  |  | 2018-11-02 | NO | NO | NO | [6 empty] | AC | [7 empty] | NO
P1BM894D | Mobern Lighting Co | Mobern Lighting | RDISE14P-LED37FRDMV30 | Indoor Luminaires | Troffer | 1x4 Luminaires for Ambient Lighting of Interior Commercial Spaces |  | standard | YES |  | 4232 | 114.7 | 36.9 | 9.5 | 0.936 | 3074 | 82 | 5 | 50000 | 2017-08-21 | Dimmable | Continuous Below 10 | YES |  | FFFIMD | [15 empty] | 77.6 |  | 1.22 | 1.3 | [6 empty] | 4.4 | 4297 | 116.6 | 36.86 | 8.9 | 1 | 3000 | 82 |  |  |  | NO | NO | NO | [8 empty] | 2018-11-02 | NO | NO | NO | [6 empty] | AC | [7 empty] | NO
PTTHTRVD | Mobern Lighting Co | Mobern Lighting | RDISE14P-LED37FRDMV35 | Indoor Luminaires | Troffer | 1x4 Luminaires for Ambient Lighting of Interior Commercial Spaces |  | standard | NO | [10 empty] | 2017-08-21 | Dimmable | Continuous Below 10 | YES |  | FFFIMD | [25 empty] | 4.4 | 4443.92 | 120.11 | 37 | 8.9 | 1 | 3500 | 82 |  |  |  | NO | NO | NO | [8 empty] | 2018-11-02 | NO | NO | NO | [6 empty] | AC | [7 empty] | NO
PU7BGUCR | Mobern Lighting Co | Mobern Lighting | RDISE14P-LED37FRDMV40 | Indoor Luminaires | Troffer | 1x4 Luminaires for Ambient Lighting of Interior Commercial Spaces |  | standard | NO | [10 empty] | 2017-08-21 | Dimmable | Continuous Below 10 | YES |  | FFFIMD | [25 empty] | 4.4 | 4596.12 | 124.22 | 37 | 8.9 | 1 | 4000 | 82 |  |  |  | NO | NO | NO | [8 empty] | 2018-11-02 | NO | NO | NO | [6 empty] | AC | [7 empty] | NO
PE61MQZN | Mobern Lighting Co | Mobern Lighting | RDISE14P-LED37FRDMV50 | Indoor Luminaires | Troffer | 1x4 Luminaires for Ambient Lighting of Interior Commercial Spaces |  | standard | NO | [10 empty] | 2017-08-21 | Dimmable | Continuous Below 10 | YES |  | FFFIMD | [25 empty] | 4.4 | 4596.12 | 124.22 | 37 | 8.9 | 1 | 5000 | 82 |  |  |  | NO | NO | NO | [8 empty] | 2018-11-02 | NO | NO | NO | [6 empty] | AC | [7 empty] | NO
PS05R9BJ | Mobern Lighting Co | Mobern Lighting | RDISE22?LED24FRDMV40 | Indoor Luminaires | Troffer | 2x2 Luminaires for Ambient Lighting of Interior Commercial Spaces |  | Premium | YES |  | 3025.3 | 128.6 | 23.52 | 11.6 | 0.926 | 4049 | 83 | 5 | 50000 | 2018-04-27 | Dimmable | Continuous Below 10 | YES |  | JJJMHM | [15 empty] | 76.1 |  | 1.18 | 1.28 | [6 empty] | 4.4 | 3025.3 | 128.6 | 23.52 | 5 | 0.99 | 4000 | 83 |  |  |  | NO | NO | NO | [8 empty] | 2018-11-02 | NO | NO | NO | [6 empty] | AC | [7 empty] | NO
PSKZXYQH | Mobern Lighting Co | Mobern Lighting | RDISE22-LED18FRDMV30 | Indoor Luminaires | Troffer | 2x2 Luminaires for Ambient Lighting of Interior Commercial Spaces |  | standard | YES |  | 1977.7 | 111.5 | 17.74 | 11.1 | 0.908 | 3100 | 84 | 5 | 50000 | 2016-10-27 | Dimmable | Continuous Below 10 | YES |  | JJJMHM | [15 empty] | 76.1 |  | 1.18 | 1.28 | [6 empty] | 4.4 | 1977.7 | 111.48 | 17.74 | 11.1 | 0.91 | 3000 | 84 |  |  |  | NO | NO | NO | 2018-05-02 | 4.3 |  | standard |  |  |  |  | 2018-11-02 | NO | NO | NO | [6 empty] | AC | [7 empty] | NO
P834TCCH | Mobern Lighting Co | Mobern Lighting | RDISE22-LED18FRDMV35 | Indoor Luminaires | Troffer | 2x2 Luminaires for Ambient Lighting of Interior Commercial Spaces |  | standard | NO | [10 empty] | 2016-10-27 | Dimmable | Continuous Below 10 | YES |  | JJJMHM | [25 empty] | 4.4 | 2014 | 113.53 | 17.74 | 11.1 | 0.91 | 3500 | 84 |  |  |  | NO | NO | NO | 2018-05-02 | 4.3 |  | standard |  |  |  |  | 2018-11-02 | NO | NO | NO | [6 empty] | AC | [7 empty] | NO
PASD6NUC | Mobern Lighting Co | Mobern Lighting | RDISE22-LED18FRDMV40 | Indoor Luminaires | Troffer | 2x2 Luminaires for Ambient Lighting of Interior Commercial Spaces |  | standard | NO | [10 empty] | 2016-10-27 | Dimmable | Continuous Below 10 | YES |  | JJJMHM | [25 empty] | 4.4 | 2115 | 119.22 | 17.74 | 11.1 | 0.91 | 4000 | 84 |  |  |  | NO | NO | NO | 2018-05-02 | 4.3 |  | standard |  |  |  |  | 2018-11-02 | NO | NO | NO | [6 empty] | AC | [7 empty] | NO
PB5UUFC4 | Mobern Lighting Co | Mobern Lighting | RDISE22-LED18FRDMV50 | Indoor Luminaires | Troffer | 2x2 Luminaires for Ambient Lighting of Interior Commercial Spaces |  | standard | NO | [10 empty] | 2016-10-27 | Dimmable | Continuous Below 10 | YES |  | JJJMHM | [25 empty] | 4.4 | 2179 | 122.83 | 17.74 | 11.1 | 0.91 | 5000 | 84 |  |  |  | NO | NO | NO | 2018-05-02 | 4.3 |  | standard |  |  |  |  | 2018-11-02 | NO | NO | NO | [6 empty] | AC | [7 empty] | NO
PQSUWTWM | Mobern Lighting Co | Mobern Lighting | RDISE22-LED20FRDMV30 | Indoor Luminaires | Troffer | 2x2 Luminaires for Ambient Lighting of Interior Commercial Spaces |  | standard | NO | [10 empty] | 2016-10-27 | Dimmable | Continuous Below 10 | YES |  | JJJMHM | [25 empty] | 4.4 | 2372 | 118.6 | 20 | 11.1 | 0.91 | 3000 | 84 |  |  |  | NO | NO | NO | 2018-05-02 | 4.3 |  | standard |  |  |  |  | 2018-11-02 | NO | NO | NO | [6 empty] | AC | [7 empty] | NO
PWVK45EM | Mobern Lighting Co | Mobern Lighting | RDISE22-LED20FRDMV35 | Indoor Luminaires | Troffer | 2x2 Luminaires for Ambient Lighting of Interior Commercial Spaces |  | standard | NO | [10 empty] | 2016-10-27 | Dimmable | Continuous Below 10 | YES |  | JJJMHM | [25 empty] | 4.4 | 2415 | 120.75 | 20 | 11.1 | 0.91 | 3500 | 84 |  |  |  | NO | NO | NO | 2018-05-02 | 4.3 |  | standard |  |  |  |  | 2018-11-02 | NO | NO | NO | [6 empty] | AC | [7 empty] | NO
PJR46YFX | Mobern Lighting Co | Mobern Lighting | RDISE22-LED20FRDMV40 | Indoor Luminaires | Troffer | 2x2 Luminaires for Ambient Lighting of Interior Commercial Spaces |  | standard | NO | [10 empty] | 2016-10-27 | Dimmable | Continuous Below 10 | YES |  | JJJMHM | [25 empty] | 4.4 | 2537 | 126.85 | 20 | 11.1 | 0.91 | 4000 | 84 |  |  |  | NO | NO | NO | 2018-05-02 | 4.3 |  | standard |  |  |  |  | 2018-11-02 | NO | NO | NO | [6 empty] | AC | [7 empty] | NO
PGJ8CNCQ | Mobern Lighting Co | Mobern Lighting | RDISE22-LED20FRDMV50 | Indoor Luminaires | Troffer | 2x2 Luminaires for Ambient Lighting of Interior Commercial Spaces |  | standard | NO | [10 empty] | 2016-10-27 | Dimmable | Continuous Below 10 | YES |  | JJJMHM | [25 empty] | 4.4 | 2613 | 130.65 | 20 | 11.1 | 0.91 | 5000 | 84 |  |  |  | NO | NO | NO | 2018-05-02 | 4.3 |  | standard |  |  |  |  | 2018-11-02 | NO | NO | NO | [6 empty] | AC | [7 empty] | NO
PRECSNQU | Mobern Lighting Co | Mobern Lighting | RDISE22-LED24FRDMV30 | Indoor Luminaires | Troffer | 2x2 Luminaires for Ambient Lighting of Interior Commercial Spaces |  | standard | NO | [10 empty] | 2016-10-27 | Dimmable | Continuous Below 10 | YES |  | JJJMHM | [25 empty] | 4.4 | 2822 | 117.58 | 24 | 11.1 | 0.91 | 3000 | 84 |  |  |  | NO | NO | NO | 2018-05-02 | 4.3 |  | standard |  |  |  |  | 2018-11-02 | NO | NO | NO | [6 empty] | AC | [7 empty] | NO
PKK6UR7P | Mobern Lighting Co | Mobern Lighting | RDISE22-LED24FRDMV35 | Indoor Luminaires | Troffer | 2x2 Luminaires for Ambient Lighting of Interior Commercial Spaces |  | standard | NO | [10 empty] | 2016-10-27 | Dimmable | Continuous Below 10 | YES |  | JJJMHM | [25 empty] | 4.4 | 2873 | 119.71 | 24 | 11.1 | 0.91 | 3500 | 84 |  |  |  | NO | NO | NO | 2018-05-02 | 4.3 |  | standard |  |  |  |  | 2018-11-02 | NO | NO | NO | [6 empty] | AC | [7 empty] | NO
P74BSQ23 | Mobern Lighting Co | Mobern Lighting | RDISE22-LED24FRDMV40 | Indoor Luminaires | Troffer | 2x2 Luminaires for Ambient Lighting of Interior Commercial Spaces |  | standard | NO | [10 empty] | 2016-10-27 | Dimmable | Continuous Below 10 | YES |  | JJJMHM | [25 empty] | 4.4 | 3018 | 125.75 | 24 | 11.1 | 0.91 | 4000 | 84 |  |  |  | NO | NO | NO | 2018-05-02 | 4.3 |  | standard |  |  |  |  | 2018-11-02 | NO | NO | NO | [6 empty] | AC | [7 empty] | NO
PQ1YS7FG | Mobern Lighting Co | Mobern Lighting | RDISE22-LED24FRDMV50 | Indoor Luminaires | Troffer | 2x2 Luminaires for Ambient Lighting of Interior Commercial Spaces |  | standard | NO | [10 empty] | 2016-10-27 | Dimmable | Continuous Below 10 | YES |  | JJJMHM | [25 empty] | 4.4 | 3109 | 129.54 | 24 | 11.1 | 0.91 | 5000 | 84 |  |  |  | NO | NO | NO | 2018-05-02 | 4.3 |  | standard |  |  |  |  | 2018-11-02 | NO | NO | NO | [6 empty] | AC | [7 empty] | NO
PHVUFU6F | Mobern Lighting Co | Mobern Lighting | RDISE22-LED30FRDMV30 | Indoor Luminaires | Troffer | 2x2 Luminaires for Ambient Lighting of Interior Commercial Spaces |  | standard | YES |  | 3371.8 | 105.9 | 31.85 | 11 | 0.96 | 3115 | 83 | 5 | 50000 | 2016-10-27 | Dimmable | Continuous Below 10 | YES |  | JJJMHM | [15 empty] | 76.1 |  | 1.18 | 1.28 | [6 empty] | 4.4 | 3371.8 | 105.86 | 31.85 | 11.1 | 0.96 | 3000 | 84 |  |  |  | NO | NO | NO | 2018-05-02 | 4.3 |  | standard |  |  |  |  | 2018-11-02 | NO | NO | NO | [6 empty] | AC | [7 empty] | NO
PRGNTZ38 | Mobern Lighting Co | Mobern Lighting | RDISE22-LED30FRDMV35 | Indoor Luminaires | Troffer | 2x2 Luminaires for Ambient Lighting of Interior Commercial Spaces |  | standard | NO | [10 empty] | 2016-10-27 | Dimmable | Continuous Below 10 | YES |  | JJJMHM | [25 empty] | 4.4 | 3433 | 107.79 | 31.85 | 11.1 | 0.96 | 3500 | 84 |  |  |  | NO | NO | NO | 2018-05-02 | 4.3 |  | standard |  |  |  |  | 2018-11-02 | NO | NO | NO | [6 empty] | AC | [7 empty] | NO
PE7MHHJK | Mobern Lighting Co | Mobern Lighting | RDISE22-LED30FRDMV40 | Indoor Luminaires | Troffer | 2x2 Luminaires for Ambient Lighting of Interior Commercial Spaces |  | standard | NO | [10 empty] | 2016-10-27 | Dimmable | Continuous Below 10 | YES |  | JJJMHM | [25 empty] | 4.4 | 3606 | 113.22 | 31.85 | 11.1 | 0.96 | 4000 | 84 |  |  |  | NO | NO | NO | 2018-05-02 | 4.3 |  | standard |  |  |  |  | 2018-11-02 | NO | NO | NO | [6 empty] | AC | [7 empty] | NO
PQ6W7MWA | Mobern Lighting Co | Mobern Lighting | RDISE22-LED30FRDMV50 | Indoor Luminaires | Troffer | 2x2 Luminaires for Ambient Lighting of Interior Commercial Spaces |  | standard | YES |  | 3243.6 | 112.6 | 28.8 | 7.9 | 0.993 | 5208 | 84 | 5 | 50000 | 2016-10-27 | Dimmable | Continuous Below 10 | YES |  | JJJMHM | [15 empty] | 76.1 |  | 1.18 | 1.28 | [6 empty] | 4.4 | 3714 | 116.61 | 31.85 | 11.1 | 0.96 | 5000 | 84 |  |  |  | NO | NO | NO | 2018-05-02 | 4.3 |  | standard |  |  |  |  | 2018-11-02 | NO | NO | NO | [6 empty] | AC | [7 empty] | NO
PCRHUG51 | Mobern Lighting Co | Mobern Lighting | RDISE22P-LED22FRDMV30 | Indoor Luminaires | Troffer | 2x2 Luminaires for Ambient Lighting of Interior Commercial Spaces |  | standard | YES |  | 2399 | 111.1 | 21.6 | 10.1 | 0.906 | 3070 | 82 | 5 | 50000 | 2017-08-21 | Dimmable | Continuous Below 10 | YES |  | FFFIMD | [15 empty] | 75.2 |  | 1.2 | 1.3 | [6 empty] | 4.4 | 2419 | 111.1 | 21.57 | 10.9 | 0.99 | 3000 | 82 |  |  |  | NO | NO | NO | [8 empty] | 2018-11-02 | NO | NO | NO | [6 empty] | AC | [7 empty] | NO
PNYANZ1E | Mobern Lighting Co | Mobern Lighting | RDISE22P-LED22FRDMV35 | Indoor Luminaires | Troffer | 2x2 Luminaires for Ambient Lighting of Interior Commercial Spaces |  | standard | NO | [10 empty] | 2017-08-21 | Dimmable | Continuous Below 10 | YES |  | FFFIMD | [25 empty] | 4.4 | 2501.71 | 113.71 | 22 | 10.9 | 0.99 | 3500 | 82 |  |  |  | NO | NO | NO | [8 empty] | 2018-11-02 | NO | NO | NO | [6 empty] | AC | [7 empty] | NO
P3CKEE4E | Mobern Lighting Co | Mobern Lighting | RDISE22P-LED22FRDMV40 | Indoor Luminaires | Troffer | 2x2 Luminaires for Ambient Lighting of Interior Commercial Spaces |  | standard | NO | [10 empty] | 2017-08-21 | Dimmable | Continuous Below 10 | YES |  | FFFIMD | [25 empty] | 4.4 | 2587.39 | 117.61 | 22 | 10.9 | 0.99 | 4000 | 82 |  |  |  | NO | NO | NO | [8 empty] | 2018-11-02 | NO | NO | NO | [6 empty] | AC | [7 empty] | NO
P1MTK5YJ | Mobern Lighting Co | Mobern Lighting | RDISE22P-LED22FRDMV50 | Indoor Luminaires | Troffer | 2x2 Luminaires for Ambient Lighting of Interior Commercial Spaces |  | standard | YES |  | 2566.2 | 119.9 | 21.4 | 10.1 | 0.906 | 5016 | 82 | 5 | 50000 | 2017-08-21 | Dimmable | Continuous Below 10 | YES |  | FFFIMD | [15 empty] | 75.2 |  | 1.2 | 1.3 | [6 empty] | 4.4 | 2587.39 | 117.61 | 22 | 10.9 | 0.99 | 5000 | 82 |  |  |  | NO | NO | NO | [8 empty] | 2018-11-02 | NO | NO | NO | [6 empty] | AC | [7 empty] | NO
P21QREPF | Mobern Lighting Co | Mobern Lighting | RDISE24-LED22FRDMV30 | Indoor Luminaires | Troffer | 2x4 Luminaires for Ambient Lighting of Interior Commercial Spaces |  | Premium | YES |  | 3030.6 | 132.6 | 22.85 | 7.7 | 0.966 | 3097 | 84 | 5 | 50000 | 2016-11-03 | Dimmable | Continuous Below 10 | YES | Product updated on 3/16/2018. | FFFHJE | [15 empty] | 77.5 |  | 1.22 | 1.28 | [6 empty] | 4.4 | 2940.5 | 128.41 | 22.9 | 8.5 | 0.991 | 3088 | 84 |  |  |  | NO | NO | NO | 2018-05-02 | 4.3 |  | Premium |  |  |  |  | 2018-11-02 | NO | NO | NO | [6 empty] | AC | [7 empty] | NO
P1JQHPCC | Mobern Lighting Co | Mobern Lighting | RDISE24-LED22FRDMV35 | Indoor Luminaires | Troffer | 2x4 Luminaires for Ambient Lighting of Interior Commercial Spaces |  | Premium | NO | [10 empty] | 2016-11-03 | Dimmable | Continuous Below 10 | YES | Product updated on 3/16/2018. | FFFHJE | [25 empty] | 4.4 | 2994 | 130.74 | 22.9 | 8.5 | 0.991 | 3500 | 84 |  |  |  | NO | NO | NO | 2018-05-02 | 4.3 |  | Premium |  |  |  |  | 2018-11-02 | NO | NO | NO | [6 empty] | AC | [7 empty] | NO
PWN1HUN5 | Mobern Lighting Co | Mobern Lighting | RDISE24-LED22FRDMV40 | Indoor Luminaires | Troffer | 2x4 Luminaires for Ambient Lighting of Interior Commercial Spaces |  | Premium | NO | [10 empty] | 2016-11-03 | Dimmable | Continuous Below 10 | YES | Product updated on 3/16/2018. | FFFHJE | [25 empty] | 4.4 | 3145 | 137.34 | 22.9 | 8.5 | 0.991 | 4000 | 84 |  |  |  | NO | NO | NO | 2018-05-02 | 4.3 |  | Premium |  |  |  |  | 2018-11-02 | NO | NO | NO | [6 empty] | AC | [7 empty] | NO
PEZFABNZ | Mobern Lighting Co | Mobern Lighting | RDISE24-LED22FRDMV50 | Indoor Luminaires | Troffer | 2x4 Luminaires for Ambient Lighting of Interior Commercial Spaces |  | Premium | NO | [10 empty] | 2016-11-03 | Dimmable | Continuous Below 10 | YES | Product updated on 3/16/2018. | FFFHJE | [25 empty] | 4.4 | 3239 | 141.44 | 22.9 | 8.5 | 0.991 | 5000 | 84 |  |  |  | NO | NO | NO | 2018-05-02 | 4.3 |  | Premium |  |  |  |  | 2018-11-02 | NO | NO | NO | [6 empty] | AC | [7 empty] | NO
P6PGVGBK | Mobern Lighting Co | Mobern Lighting | RDISE24-LED30FRDMV30 | Indoor Luminaires | Troffer | 2x4 Luminaires for Ambient Lighting of Interior Commercial Spaces |  | Premium | NO | [10 empty] | 2016-11-03 | Dimmable | Continuous Below 10 | YES | Product updated on 3/16/2018. | FFFHJE | [25 empty] | 4.4 | 3920 | 130.67 | 30 | 8.5 | 0.991 | 3000 | 84 |  |  |  | NO | NO | NO | 2018-05-02 | 4.3 |  | Premium |  |  |  |  | 2018-11-02 | NO | NO | NO | [6 empty] | AC | [7 empty] | NO
P4WU17XT | Mobern Lighting Co | Mobern Lighting | RDISE24-LED30FRDMV35 | Indoor Luminaires | Troffer | 2x4 Luminaires for Ambient Lighting of Interior Commercial Spaces |  | Premium | NO | [10 empty] | 2016-11-03 | Dimmable | Continuous Below 10 | YES | Product updated on 3/16/2018. | FFFHJE | [25 empty] | 4.4 | 3980 | 132.67 | 30 | 8.5 | 0.991 | 3500 | 84 |  |  |  | NO | NO | NO | 2018-05-02 | 4.3 |  | Premium |  |  |  |  | 2018-11-02 | NO | NO | NO | [6 empty] | AC | [7 empty] | NO
PGD65YMR | Mobern Lighting Co | Mobern Lighting | RDISE24-LED30FRDMV40 | Indoor Luminaires | Troffer | 2x4 Luminaires for Ambient Lighting of Interior Commercial Spaces |  | Premium | NO | [10 empty] | 2016-11-03 | Dimmable | Continuous Below 10 | YES | Product updated on 3/16/2018. | FFFHJE | [25 empty] | 4.4 | 4105 | 136.83 | 30 | 8.5 | 0.991 | 4000 | 84 |  |  |  | NO | NO | NO | 2018-05-02 | 4.3 |  | Premium |  |  |  |  | 2018-11-02 | NO | NO | NO | [6 empty] | AC | [7 empty] | NO
PQ956XVW | Mobern Lighting Co | Mobern Lighting | RDISE24-LED30FRDMV50 | Indoor Luminaires | Troffer | 2x4 Luminaires for Ambient Lighting of Interior Commercial Spaces |  | Premium | NO | [10 empty] | 2016-11-03 | Dimmable | Continuous Below 10 | YES | Product updated on 3/16/2018. | FFFHJE | [25 empty] | 4.4 | 4230 | 141 | 30 | 8.5 | 0.991 | 5000 | 84 |  |  |  | NO | NO | NO | 2018-05-02 | 4.3 |  | Premium |  |  |  |  | 2018-11-02 | NO | NO | NO | [6 empty] | AC | [7 empty] | NO
PBJRCAS4 | Mobern Lighting Co | Mobern Lighting | RDISE24-LED32FRDMV30 | Indoor Luminaires | Troffer | 2x4 Luminaires for Ambient Lighting of Interior Commercial Spaces |  | Premium | NO | [10 empty] | 2016-11-03 | Dimmable | Continuous Below 10 | YES | Product updated on 3/16/2018. | FFFHJE | [25 empty] | 4.4 | 4200 | 131.25 | 32 | 8.5 | 0.991 | 3000 | 84 |  |  |  | NO | NO | NO | 2018-05-02 | 4.3 |  | Premium |  |  |  |  | 2018-11-02 | NO | NO | NO | [6 empty] | AC | [7 empty] | NO
P5GYFB33 | Mobern Lighting Co | Mobern Lighting | RDISE24-LED32FRDMV35 | Indoor Luminaires | Troffer | 2x4 Luminaires for Ambient Lighting of Interior Commercial Spaces |  | Premium | NO | [10 empty] | 2016-11-03 | Dimmable | Continuous Below 10 | YES | Product updated on 3/16/2018. | FFFHJE | [25 empty] | 4.4 | 4265 | 133.28 | 32 | 8.5 | 0.991 | 3500 | 84 |  |  |  | NO | NO | NO | 2018-05-02 | 4.3 |  | Premium |  |  |  |  | 2018-11-02 | NO | NO | NO | [6 empty] | AC | [7 empty] | NO
P1FSW1N7 | Mobern Lighting Co | Mobern Lighting | RDISE24-LED32FRDMV40 | Indoor Luminaires | Troffer | 2x4 Luminaires for Ambient Lighting of Interior Commercial Spaces |  | Premium | NO | [10 empty] | 2016-11-03 | Dimmable | Continuous Below 10 | YES | Product updated on 3/16/2018. | FFFHJE | [25 empty] | 4.4 | 4395 | 137.34 | 32 | 8.5 | 0.991 | 4000 | 84 |  |  |  | NO | NO | NO | 2018-05-02 | 4.3 |  | Premium |  |  |  |  | 2018-11-02 | NO | NO | NO | [6 empty] | AC | [7 empty] | NO
PWJFNAHS | Mobern Lighting Co | Mobern Lighting | RDISE24-LED32FRDMV50 | Indoor Luminaires | Troffer | 2x4 Luminaires for Ambient Lighting of Interior Commercial Spaces |  | Premium | NO | [10 empty] | 2016-11-03 | Dimmable | Continuous Below 10 | YES | Product updated on 3/16/2018. | FFFHJE | [25 empty] | 4.4 | 4530 | 141.56 | 32 | 8.5 | 0.991 | 5000 | 84 |  |  |  | NO | NO | NO | 2018-05-02 | 4.3 |  | Premium |  |  |  |  | 2018-11-02 | NO | NO | NO | [6 empty] | AC | [7 empty] | NO
PQMZVRY2 | Mobern Lighting Co | Mobern Lighting | RDISE24-LED35FRDMV30 | Indoor Luminaires | Troffer | 2x4 Luminaires for Ambient Lighting of Interior Commercial Spaces |  | Premium | YES |  | 4475.6 | 128.6 | 34.81 | 7.7 | 0.966 | 3088 | 84 | 5 | 50000 | 2016-11-03 | Dimmable | Continuous Below 10 | YES | Product updated on 3/16/2018. | FFFHJE | [15 empty] | 77.5 |  | 1.22 | 1.28 | [6 empty] | 4.4 | 4475 | 127.86 | 35 | 8.5 | 0.991 | 3000 | 84 |  |  |  | NO | NO | NO | 2018-05-02 | 4.3 |  | Premium |  |  |  |  | 2018-11-02 | NO | NO | NO | [6 empty] | AC | [7 empty] | NO
PNDY6EYN | Mobern Lighting Co | Mobern Lighting | RDISE24-LED35FRDMV35 | Indoor Luminaires | Troffer | 2x4 Luminaires for Ambient Lighting of Interior Commercial Spaces |  | Premium | NO | [10 empty] | 2016-11-03 | Dimmable | Continuous Below 10 | YES | Product updated on 3/16/2018. | FFFHJE | [25 empty] | 4.4 | 4545 | 129.86 | 35 | 8.5 | 0.991 | 3500 | 84 |  |  |  | NO | NO | NO | 2018-05-02 | 4.3 |  | Premium |  |  |  |  | 2018-11-02 | NO | NO | NO | [6 empty] | AC | [7 empty] | NO
P6HYXUXY | Mobern Lighting Co | Mobern Lighting | RDISE24-LED35FRDMV40 | Indoor Luminaires | Troffer | 2x4 Luminaires for Ambient Lighting of Interior Commercial Spaces |  | Premium | NO | [10 empty] | 2016-11-03 | Dimmable | Continuous Below 10 | YES | Product updated on 3/16/2018. | FFFHJE | [25 empty] | 4.4 | 4685 | 133.86 | 35 | 8.5 | 0.991 | 4000 | 84 |  |  |  | NO | NO | NO | 2018-05-02 | 4.3 |  | Premium |  |  |  |  | 2018-11-02 | NO | NO | NO | [6 empty] | AC | [7 empty] | NO
P3PJ6HZQ | Mobern Lighting Co | Mobern Lighting | RDISE24-LED35FRDMV50 | Indoor Luminaires | Troffer | 2x4 Luminaires for Ambient Lighting of Interior Commercial Spaces |  | Premium | NO | [10 empty] | 2016-11-03 | Dimmable | Continuous Below 10 | YES | Product updated on 3/16/2018. | FFFHJE | [25 empty] | 4.4 | 4825 | 137.86 | 35 | 8.5 | 0.991 | 5000 | 84 |  |  |  | NO | NO | NO | 2018-05-02 | 4.3 |  | Premium |  |  |  |  | 2018-11-02 | NO | NO | NO | [6 empty] | AC | [7 empty] | NO
PAJ1AHNQ | Mobern Lighting Co | Mobern Lighting | RDISE24-LED40FRDMV30 | Indoor Luminaires | Troffer | 2x4 Luminaires for Ambient Lighting of Interior Commercial Spaces |  | standard | NO | [10 empty] | 2016-11-03 | Dimmable | Continuous Below 10 | YES |  | FFFHJE | [25 empty] | 4.4 | 4905 | 122.63 | 40 | 8.5 | 0.99 | 3000 | 84 |  |  |  | NO | NO | NO | 2018-05-02 | 4.3 |  | standard |  |  |  |  | 2018-11-02 | NO | NO | NO | [6 empty] | AC | [7 empty] | NO
P59WVEAP | Mobern Lighting Co | Mobern Lighting | RDISE24-LED40FRDMV35 | Indoor Luminaires | Troffer | 2x4 Luminaires for Ambient Lighting of Interior Commercial Spaces |  | standard | NO | [10 empty] | 2016-11-03 | Dimmable | Continuous Below 10 | YES |  | FFFHJE | [25 empty] | 4.4 | 4994 | 124.85 | 40 | 8.5 | 0.99 | 3500 | 84 |  |  |  | NO | NO | NO | 2018-05-02 | 4.3 |  | standard |  |  |  |  | 2018-11-02 | NO | NO | NO | [6 empty] | AC | [7 empty] | NO
PB41VZV1 | Mobern Lighting Co | Mobern Lighting | RDISE24-LED40FRDMV40 | Indoor Luminaires | Troffer | 2x4 Luminaires for Ambient Lighting of Interior Commercial Spaces |  | standard | NO | [10 empty] | 2016-11-03 | Dimmable | Continuous Below 10 | YES |  | FFFHJE | [25 empty] | 4.4 | 5246 | 131.15 | 40 | 8.5 | 0.99 | 4000 | 84 |  |  |  | NO | NO | NO | 2018-05-02 | 4.3 |  | standard |  |  |  |  | 2018-11-02 | NO | NO | NO | [6 empty] | AC | [7 empty] | NO
PASZRW3X | Mobern Lighting Co | Mobern Lighting | RDISE24-LED40FRDMV50 | Indoor Luminaires | Troffer | 2x4 Luminaires for Ambient Lighting of Interior Commercial Spaces |  | standard | NO | [10 empty] | 2016-11-03 | Dimmable | Continuous Below 10 | YES |  | FFFHJE | [25 empty] | 4.4 | 5403 | 135.08 | 40 | 8.5 | 0.99 | 5000 | 84 |  |  |  | NO | NO | NO | 2018-05-02 | 4.3 |  | standard |  |  |  |  | 2018-11-02 | NO | NO | NO | [6 empty] | AC | [7 empty] | NO
P8QYH9NN | Mobern Lighting Co | Mobern Lighting | RDISE24-LED48FRDMV30 | Indoor Luminaires | Troffer | 2x4 Luminaires for Ambient Lighting of Interior Commercial Spaces |  | standard | NO | [10 empty] | 2016-11-03 | Dimmable | Continuous Below 10 | YES |  | FFFHJE | [25 empty] | 4.4 | 5755 | 119.9 | 48 | 8.5 | 0.99 | 3000 | 84 |  |  |  | NO | NO | NO | 2018-05-02 | 4.3 |  | standard |  |  |  |  | 2018-11-02 | NO | NO | NO | [6 empty] | AC | [7 empty] | NO
P5757M7A | Mobern Lighting Co | Mobern Lighting | RDISE24-LED48FRDMV35 | Indoor Luminaires | Troffer | 2x4 Luminaires for Ambient Lighting of Interior Commercial Spaces |  | standard | NO | [10 empty] | 2016-11-03 | Dimmable | Continuous Below 10 | YES |  | FFFHJE | [25 empty] | 4.4 | 5860 | 122.08 | 48 | 8.5 | 0.99 | 3500 | 84 |  |  |  | NO | NO | NO | 2018-05-02 | 4.3 |  | standard |  |  |  |  | 2018-11-02 | NO | NO | NO | [6 empty] | AC | [7 empty] | NO
PJCCQXK1 | Mobern Lighting Co | Mobern Lighting | RDISE24-LED48FRDMV40 | Indoor Luminaires | Troffer | 2x4 Luminaires for Ambient Lighting of Interior Commercial Spaces |  | standard | NO | [10 empty] | 2016-11-03 | Dimmable | Continuous Below 10 | YES |  | FFFHJE | [25 empty] | 4.4 | 6155 | 128.23 | 48 | 8.5 | 0.99 | 4000 | 84 |  |  |  | NO | NO | NO | 2018-05-02 | 4.3 |  | standard |  |  |  |  | 2018-11-02 | NO | NO | NO | [6 empty] | AC | [7 empty] | NO
PUUMUDZ9 | Mobern Lighting Co | Mobern Lighting | RDISE24-LED48FRDMV50 | Indoor Luminaires | Troffer | 2x4 Luminaires for Ambient Lighting of Interior Commercial Spaces |  | standard | NO | [10 empty] | 2016-11-03 | Dimmable | Continuous Below 10 | YES |  | FFFHJE | [25 empty] | 4.4 | 6340 | 132.08 | 48 | 8.5 | 0.99 | 5000 | 84 |  |  |  | NO | NO | NO | 2018-05-02 | 4.3 |  | standard |  |  |  |  | 2018-11-02 | NO | NO | NO | [6 empty] | AC | [7 empty] | NO
P3AUXU36 | Mobern Lighting Co | Mobern Lighting | RDISE24-LED57FRDMV30 | Indoor Luminaires | Troffer | 2x4 Luminaires for Ambient Lighting of Interior Commercial Spaces |  | standard | NO | [10 empty] | 2016-11-03 | Dimmable | Continuous Below 10 | YES |  | FFFHJE | [25 empty] | 4.4 | 6743 | 114.27 | 59.01 | 6.7 | 0.99 | 3000 | 84 |  |  |  | NO | NO | NO | 2018-05-02 | 4.3 |  | standard |  |  |  |  | 2018-11-02 | NO | NO | NO | [6 empty] | AC | [7 empty] | NO
PU7NEYAG | Mobern Lighting Co | Mobern Lighting | RDISE24-LED57FRDMV35 | Indoor Luminaires | Troffer | 2x4 Luminaires for Ambient Lighting of Interior Commercial Spaces |  | standard | NO | [10 empty] | 2016-11-03 | Dimmable | Continuous Below 10 | YES |  | FFFHJE | [25 empty] | 4.4 | 6866 | 116.35 | 59.01 | 6.7 | 0.99 | 3500 | 84 |  |  |  | NO | NO | NO | 2018-05-02 | 4.3 |  | standard |  |  |  |  | 2018-11-02 | NO | NO | NO | [6 empty] | AC | [7 empty] | NO
P65YPYZ1 | Mobern Lighting Co | Mobern Lighting | RDISE24-LED57FRDMV40 | Indoor Luminaires | Troffer | 2x4 Luminaires for Ambient Lighting of Interior Commercial Spaces |  | standard | NO | [10 empty] | 2016-11-03 | Dimmable | Continuous Below 10 | YES |  | FFFHJE | [25 empty] | 4.4 | 7212 | 122.22 | 59.01 | 6.7 | 0.99 | 4000 | 84 |  |  |  | NO | NO | NO | 2018-05-02 | 4.3 |  | standard |  |  |  |  | 2018-11-02 | NO | NO | NO | [6 empty] | AC | [7 empty] | NO
PQXB8S6Q | Mobern Lighting Co | Mobern Lighting | RDISE24-LED57FRDMV50 | Indoor Luminaires | Troffer | 2x4 Luminaires for Ambient Lighting of Interior Commercial Spaces |  | standard | NO | [10 empty] | 2016-11-03 | Dimmable | Continuous Below 10 | YES |  | FFFHJE | [25 empty] | 4.4 | 7428 | 125.88 | 59.01 | 6.7 | 0.99 | 5000 | 84 |  |  |  | NO | NO | NO | 2018-05-02 | 4.3 |  | standard |  |  |  |  | 2018-11-02 | NO | NO | NO | [6 empty] | AC | [7 empty] | NO
PE1JMGSX | Mobern Lighting Co | Mobern Lighting | RDISE24P-LED37FRDMV30 | Indoor Luminaires | Troffer | 2x4 Luminaires for Ambient Lighting of Interior Commercial Spaces |  | standard | YES |  | 4243 | 115.9 | 36.6 | 10.1 | 0.933 | 3068 | 82 | 5 | 50000 | 2017-08-21 | Dimmable | Continuous Below 10 | YES |  | FFFIMD | [15 empty] | 75 |  | 1.22 | 1.28 | [6 empty] | 4.4 | 4343 | 118.6 | 36.63 | 8.9 | 1 | 3000 | 82 |  |  |  | NO | NO | NO | [8 empty] | 2018-11-02 | NO | NO | NO | [6 empty] | AC | [7 empty] | NO
PXZQZ7AJ | Mobern Lighting Co | Mobern Lighting | RDISE24P-LED37FRDMV35 | Indoor Luminaires | Troffer | 2x4 Luminaires for Ambient Lighting of Interior Commercial Spaces |  | standard | NO | [10 empty] | 2017-08-21 | Dimmable | Continuous Below 10 | YES |  | FFFIMD | [25 empty] | 4.4 | 4491.49 | 121.39 | 37 | 8.9 | 1 | 3500 | 82 |  |  |  | NO | NO | NO | [8 empty] | 2018-11-02 | NO | NO | NO | [6 empty] | AC | [7 empty] | NO
PVBXZJAG | Mobern Lighting Co | Mobern Lighting | RDISE24P-LED37FRDMV40 | Indoor Luminaires | Troffer | 2x4 Luminaires for Ambient Lighting of Interior Commercial Spaces |  | standard | NO | [10 empty] | 2017-08-21 | Dimmable | Continuous Below 10 | YES |  | FFFIMD | [25 empty] | 4.4 | 4645.32 | 125.55 | 37 | 8.9 | 1 | 4000 | 82 |  |  |  | NO | NO | NO | [8 empty] | 2018-11-02 | NO | NO | NO | [6 empty] | AC | [7 empty] | NO
PPRCMV3V | Mobern Lighting Co | Mobern Lighting | RDISE24P-LED37FRDMV50 | Indoor Luminaires | Troffer | 2x4 Luminaires for Ambient Lighting of Interior Commercial Spaces |  | standard | NO | [10 empty] | 2017-08-21 | Dimmable | Continuous Below 10 | YES |  | FFFIMD | [25 empty] | 4.4 | 4645.32 | 125.55 | 37 | 8.9 | 1 | 5000 | 82 |  |  |  | NO | NO | NO | [8 empty] | 2018-11-02 | NO | NO | NO | [6 empty] | AC | [7 empty] | NO
PYMC37VQ | Mobern Lighting Co | Mobern Lighting | RDISEH22-LED15FRDMV30 | Indoor Luminaires | Troffer | 2x2 Luminaires for Ambient Lighting of Interior Commercial Spaces |  | Premium | YES |  | 1861.5 | 125.9 | 14.79 | 5 | 0.996 | 3096 | 84 | 5 | 50000 | 2016-10-04 | Dimmable | Continuous Below 10 | YES |  | HHHBYO | [15 empty] | 76.1 |  | 1.18 | 1.28 | [6 empty] | 4.4 | 1862 | 125.9 | 14.79 | 5 | 1 | 3096 | 84 |  |  |  | NO | NO | NO | 2018-05-02 | 4.3 |  | Premium |  |  |  |  | 2018-11-02 | NO | NO | NO | [6 empty] | AC | [7 empty] | NO
PSTPRWJB | Mobern Lighting Co | Mobern Lighting | RDISEH22-LED15FRDMV35 | Indoor Luminaires | Troffer | 2x2 Luminaires for Ambient Lighting of Interior Commercial Spaces |  | Premium | NO | [10 empty] | 2016-10-04 | Dimmable | Continuous Below 10 | YES |  | HHHBYO | [25 empty] | 4.4 | 1885 | 127.5 | 14.79 | 5 | 1 | 3500 | 84 |  |  |  | NO | NO | NO | 2018-05-02 | 4.3 |  | Premium |  |  |  |  | 2018-11-02 | NO | NO | NO | [6 empty] | AC | [7 empty] | NO
PUJZ3Q11 | Mobern Lighting Co | Mobern Lighting | RDISEH22-LED15FRDMV40 | Indoor Luminaires | Troffer | 2x2 Luminaires for Ambient Lighting of Interior Commercial Spaces |  | Premium | NO | [10 empty] | 2016-10-04 | Dimmable | Continuous Below 10 | YES |  | HHHBYO | [25 empty] | 4.4 | 1945 | 131.5 | 14.79 | 5 | 1 | 4000 | 84 |  |  |  | NO | NO | NO | 2018-05-02 | 4.3 |  | Premium |  |  |  |  | 2018-11-02 | NO | NO | NO | [6 empty] | AC | [7 empty] | NO
PNQHH8AR | Mobern Lighting Co | Mobern Lighting | RDISEH22-LED15FRDMV50 | Indoor Luminaires | Troffer | 2x2 Luminaires for Ambient Lighting of Interior Commercial Spaces |  | Premium | NO | [10 empty] | 2016-10-04 | Dimmable | Continuous Below 10 | YES |  | HHHBYO | [25 empty] | 4.4 | 2000 | 135.2 | 14.79 | 5 | 1 | 5000 | 84 |  |  |  | NO | NO | NO | 2018-05-02 | 4.3 |  | Premium |  |  |  |  | 2018-11-02 | NO | NO | NO | [6 empty] | AC | [7 empty] | NO
PAQGK93C | Mobern Lighting Co | Mobern Lighting | RDISEH22-LED20FRDMV30 | Indoor Luminaires | Troffer | 2x2 Luminaires for Ambient Lighting of Interior Commercial Spaces |  | Premium | NO | [10 empty] | 2016-10-04 | Dimmable | Continuous Below 10 | YES |  | HHHBYO | [25 empty] | 4.4 | 2500 | 125 | 20 | 5 | 1 | 3096 | 84 |  |  |  | NO | NO | NO | 2018-05-02 | 4.3 |  | Premium |  |  |  |  | 2018-11-02 | NO | NO | NO | [6 empty] | AC | [7 empty] | NO
PF61BUWV | Mobern Lighting Co | Mobern Lighting | RDISEH22-LED20FRDMV35 | Indoor Luminaires | Troffer | 2x2 Luminaires for Ambient Lighting of Interior Commercial Spaces |  | Premium | NO | [10 empty] | 2016-10-04 | Dimmable | Continuous Below 10 | YES |  | HHHBYO | [25 empty] | 4.4 | 2540 | 127 | 20 | 5 | 1 | 3500 | 84 |  |  |  | NO | NO | NO | 2018-05-02 | 4.3 |  | Premium |  |  |  |  | 2018-11-02 | NO | NO | NO | [6 empty] | AC | [7 empty] | NO
PT3639AP | Mobern Lighting Co | Mobern Lighting | RDISEH22-LED20FRDMV40 | Indoor Luminaires | Troffer | 2x2 Luminaires for Ambient Lighting of Interior Commercial Spaces |  | Premium | NO | [10 empty] | 2016-10-04 | Dimmable | Continuous Below 10 | YES |  | HHHBYO | [25 empty] | 4.4 | 2620 | 131 | 20 | 5 | 1 | 4000 | 84 |  |  |  | NO | NO | NO | 2018-05-02 | 4.3 |  | Premium |  |  |  |  | 2018-11-02 | NO | NO | NO | [6 empty] | AC | [7 empty] | NO
PK22G4NK | Mobern Lighting Co | Mobern Lighting | RDISEH22-LED20FRDMV50 | Indoor Luminaires | Troffer | 2x2 Luminaires for Ambient Lighting of Interior Commercial Spaces |  | Premium | NO | [10 empty] | 2016-10-04 | Dimmable | Continuous Below 10 | YES |  | HHHBYO | [25 empty] | 4.4 | 2700 | 135 | 20 | 5 | 1 | 5000 | 84 |  |  |  | NO | NO | NO | 2018-05-02 | 4.3 |  | Premium |  |  |  |  | 2018-11-02 | NO | NO | NO | [6 empty] | AC | [7 empty] | NO
P65V8U8R | Mobern Lighting Co | Mobern Lighting | RDISEH22-LED24FRDMV30 | Indoor Luminaires | Troffer | 2x2 Luminaires for Ambient Lighting of Interior Commercial Spaces |  | Premium | YES |  | 2903.6 | 122.7 | 23.67 | 3.8 | 0.998 | 3107 | 83 | 5 | 50000 | 2016-10-04 | Dimmable | Continuous Below 10 | YES |  | HHHBYO | [15 empty] | 76.1 |  | 1.18 | 1.28 | [6 empty] | 4.4 | 2904 | 122.7 | 23.67 | 3.8 | 1 | 3096 | 84 |  |  |  | NO | NO | NO | 2018-05-02 | 4.3 |  | Premium |  |  |  |  | 2018-11-02 | NO | NO | NO | [6 empty] | AC | [7 empty] | NO
PCFFWS9P | Mobern Lighting Co | Mobern Lighting | RDISEH22-LED24FRDMV35 | Indoor Luminaires | Troffer | 2x2 Luminaires for Ambient Lighting of Interior Commercial Spaces |  | Premium | NO | [10 empty] | 2016-10-04 | Dimmable | Continuous Below 10 | YES |  | HHHBYO | [25 empty] | 4.4 | 2950 | 124.6 | 23.67 | 3.8 | 1 | 3500 | 84 |  |  |  | NO | NO | NO | 2018-05-02 | 4.3 |  | Premium |  |  |  |  | 2018-11-02 | NO | NO | NO | [6 empty] | AC | [7 empty] | NO
PP815EF5 | Mobern Lighting Co | Mobern Lighting | RDISEH22-LED24FRDMV40 | Indoor Luminaires | Troffer | 2x2 Luminaires for Ambient Lighting of Interior Commercial Spaces |  | Premium | NO | [10 empty] | 2016-10-04 | Dimmable | Continuous Below 10 | YES |  | HHHBYO | [25 empty] | 4.4 | 3045 | 128.6 | 23.67 | 3.8 | 1 | 4000 | 84 |  |  |  | NO | NO | NO | 2018-05-02 | 4.3 |  | Premium |  |  |  |  | 2018-11-02 | NO | NO | NO | [6 empty] | AC | [7 empty] | NO
PXNQ9AB1 | Mobern Lighting Co | Mobern Lighting | RDISEH22-LED24FRDMV50 | Indoor Luminaires | Troffer | 2x2 Luminaires for Ambient Lighting of Interior Commercial Spaces |  | Premium | NO | [10 empty] | 2016-10-04 | Dimmable | Continuous Below 10 | YES |  | HHHBYO | [25 empty] | 4.4 | 3135 | 132.4 | 23.67 | 3.8 | 1 | 5000 | 84 |  |  |  | NO | NO | NO | 2018-05-02 | 4.3 |  | Premium |  |  |  |  | 2018-11-02 | NO | NO | NO | [6 empty] | AC | [7 empty] | NO
PZ6ZTHFT | Mobern Lighting Co | Mobern Lighting | RDISEH22-LED28FRDMV30 | Indoor Luminaires | Troffer | 2x2 Luminaires for Ambient Lighting of Interior Commercial Spaces |  | standard | YES |  | 3203.4 | 119.8 | 26.73 | 8.6 | 0.95 | 3113 | 83 | 5 | 50000 | 2016-10-19 | Dimmable | Continuous Below 10 | YES |  | SSSBTH | [15 empty] | 76.1 |  | 1.18 | 1.28 | [6 empty] | 4.4 | 3203.4 | 119.84 | 26.73 | 7.9 | 0.99 | 3000 | 83 |  |  |  | NO | NO | NO | 2018-05-02 | 4.3 |  | standard |  |  |  |  | 2018-11-02 | NO | NO | NO | [6 empty] | AC | [7 empty] | NO
PAZW11SE | Mobern Lighting Co | Mobern Lighting | RDISEH22-LED28FRDMV35 | Indoor Luminaires | Troffer | 2x2 Luminaires for Ambient Lighting of Interior Commercial Spaces |  | standard | NO | [10 empty] | 2016-10-19 | Dimmable | Continuous Below 10 | YES |  | SSSBTH | [25 empty] | 4.4 | 3260 | 121.96 | 26.73 | 7.9 | 0.99 | 3500 | 83 |  |  |  | NO | NO | NO | 2018-05-02 | 4.3 |  | standard |  |  |  |  | 2018-11-02 | NO | NO | NO | [6 empty] | AC | [7 empty] | NO
P246MY1R | Mobern Lighting Co | Mobern Lighting | RDISEH22-LED28FRDMV40 | Indoor Luminaires | Troffer | 2x2 Luminaires for Ambient Lighting of Interior Commercial Spaces |  | standard | NO | [10 empty] | 2016-10-19 | Dimmable | Continuous Below 10 | YES |  | SSSBTH | [25 empty] | 4.4 | 3365 | 125.89 | 26.73 | 7.9 | 0.99 | 4000 | 83 |  |  |  | NO | NO | NO | 2018-05-02 | 4.3 |  | standard |  |  |  |  | 2018-11-02 | NO | NO | NO | [6 empty] | AC | [7 empty] | NO
PG6WDTKR | Mobern Lighting Co | Mobern Lighting | RDISEH22-LED28FRDMV50 | Indoor Luminaires | Troffer | 2x2 Luminaires for Ambient Lighting of Interior Commercial Spaces |  | standard | YES |  | 3243.6 | 112.6 | 28.8 | 8.6 | 0.95 | 5208 | 84 | 5 | 50000 | 2016-10-19 | Dimmable | Continuous Below 10 | YES |  | SSSBTH | [15 empty] | 76.1 |  | 1.18 | 1.28 | [6 empty] | 4.4 | 3465 | 129.63 | 26.73 | 7.9 | 0.99 | 5000 | 84 |  |  |  | NO | NO | NO | 2018-05-02 | 4.3 |  | standard |  |  |  |  | 2018-11-02 | NO | NO | NO | [6 empty] | AC | [7 empty] | NO
PCDKX56Z | Mobern Lighting Co | Mobern Lighting | RDISEH22-LED35FRDMV30 | Indoor Luminaires | Troffer | 2x2 Luminaires for Ambient Lighting of Interior Commercial Spaces |  | standard | NO | [10 empty] | 2016-10-19 | Dimmable | Continuous Below 10 | YES |  | SSSBTH | [25 empty] | 4.4 | 3970 | 113.43 | 35 | 7.9 | 0.99 | 3000 | 83 |  |  |  | NO | NO | NO | 2018-05-02 | 4.3 |  | standard |  |  |  |  | 2018-11-02 | NO | NO | NO | [6 empty] | AC | [7 empty] | NO
PWU1NEFF | Mobern Lighting Co | Mobern Lighting | RDISEH22-LED35FRDMV35 | Indoor Luminaires | Troffer | 2x2 Luminaires for Ambient Lighting of Interior Commercial Spaces |  | standard | NO | [10 empty] | 2016-10-19 | Dimmable | Continuous Below 10 | YES |  | SSSBTH | [25 empty] | 4.4 | 4035 | 115.29 | 35 | 7.9 | 0.99 | 3500 | 83 |  |  |  | NO | NO | NO | 2018-05-02 | 4.3 |  | standard |  |  |  |  | 2018-11-02 | NO | NO | NO | [6 empty] | AC | [7 empty] | NO
PF8UCAS5 | Mobern Lighting Co | Mobern Lighting | RDISEH22-LED35FRDMV40 | Indoor Luminaires | Troffer | 2x2 Luminaires for Ambient Lighting of Interior Commercial Spaces |  | standard | NO | [10 empty] | 2016-10-19 | Dimmable | Continuous Below 10 | YES |  | SSSBTH | [25 empty] | 4.4 | 4160 | 118.86 | 35 | 7.9 | 0.99 | 4000 | 83 |  |  |  | NO | NO | NO | 2018-05-02 | 4.3 |  | standard |  |  |  |  | 2018-11-02 | NO | NO | NO | [6 empty] | AC | [7 empty] | NO
P5PZB7GT | Mobern Lighting Co | Mobern Lighting | RDISEH22-LED35FRDMV50 | Indoor Luminaires | Troffer | 2x2 Luminaires for Ambient Lighting of Interior Commercial Spaces |  | standard | NO | [10 empty] | 2016-10-19 | Dimmable | Continuous Below 10 | YES |  | SSSBTH | [25 empty] | 4.4 | 4285 | 122.43 | 35 | 7.9 | 0.99 | 5000 | 84 |  |  |  | NO | NO | NO | 2018-05-02 | 4.3 |  | standard |  |  |  |  | 2018-11-02 | NO | NO | NO | [6 empty] | AC | [7 empty] | NO
PACPZ5B8 | Mobern Lighting Co | Mobern Lighting | RDISEH22-LED40FRDMV30 | Indoor Luminaires | Troffer | 2x2 Luminaires for Ambient Lighting of Interior Commercial Spaces |  | standard | NO | [10 empty] | 2016-10-19 | Dimmable | Continuous Below 10 | YES |  | SSSBTH | [25 empty] | 4.4 | 4460 | 111.5 | 40 | 7.9 | 0.99 | 3000 | 83 |  |  |  | NO | NO | NO | 2018-05-02 | 4.3 |  | standard |  |  |  |  | 2018-11-02 | NO | NO | NO | [6 empty] | AC | [7 empty] | NO
PVMD5WQF | Mobern Lighting Co | Mobern Lighting | RDISEH22-LED40FRDMV35 | Indoor Luminaires | Troffer | 2x2 Luminaires for Ambient Lighting of Interior Commercial Spaces |  | standard | NO | [10 empty] | 2016-10-19 | Dimmable | Continuous Below 10 | YES |  | SSSBTH | [25 empty] | 4.4 | 4530 | 113.25 | 40 | 7.9 | 0.99 | 3500 | 83 |  |  |  | NO | NO | NO | 2018-05-02 | 4.3 |  | standard |  |  |  |  | 2018-11-02 | NO | NO | NO | [6 empty] | AC | [7 empty] | NO
PKE8UVKB | Mobern Lighting Co | Mobern Lighting | RDISEH22-LED40FRDMV40 | Indoor Luminaires | Troffer | 2x2 Luminaires for Ambient Lighting of Interior Commercial Spaces |  | standard | NO | [10 empty] | 2016-10-19 | Dimmable | Continuous Below 10 | YES |  | SSSBTH | [25 empty] | 4.4 | 4670 | 116.75 | 40 | 7.9 | 0.99 | 4000 | 83 |  |  |  | NO | NO | NO | 2018-05-02 | 4.3 |  | standard |  |  |  |  | 2018-11-02 | NO | NO | NO | [6 empty] | AC | [7 empty] | NO
P8BAT4VG | Mobern Lighting Co | Mobern Lighting | RDISEH22-LED40FRDMV50 | Indoor Luminaires | Troffer | 2x2 Luminaires for Ambient Lighting of Interior Commercial Spaces |  | standard | NO | [10 empty] | 2016-10-19 | Dimmable | Continuous Below 10 | YES |  | SSSBTH | [25 empty] | 4.4 | 4810 | 120.25 | 40 | 7.9 | 0.99 | 5000 | 84 |  |  |  | NO | NO | NO | 2018-05-02 | 4.3 |  | standard |  |  |  |  | 2018-11-02 | NO | NO | NO | [6 empty] | AC | [7 empty] | NO
P1WV7YGW | Mobern Lighting Co | Mobern Lighting | RDISEH22-LED45FRDMV30 | Indoor Luminaires | Troffer | 2x2 Luminaires for Ambient Lighting of Interior Commercial Spaces |  | standard | YES |  | 4842.5 | 108.6 | 44.59 | 8.6 | 0.95 | 3139 | 83 | 5 | 50000 | 2016-10-19 | Dimmable | Continuous Below 10 | YES |  | SSSBTH | [15 empty] | 76.1 |  | 1.18 | 1.28 | [6 empty] | 4.4 | 4842.5 | 108.6 | 44.59 | 6.1 | 1 | 3000 | 83 |  |  |  | NO | NO | NO | 2018-05-02 | 4.3 |  | standard |  |  |  |  | 2018-11-02 | NO | NO | NO | [6 empty] | AC | [7 empty] | NO
PRMYJDHV | Mobern Lighting Co | Mobern Lighting | RDISEH22-LED45FRDMV35 | Indoor Luminaires | Troffer | 2x2 Luminaires for Ambient Lighting of Interior Commercial Spaces |  | standard | NO | [10 empty] | 2016-10-19 | Dimmable | Continuous Below 10 | YES |  | SSSBTH | [25 empty] | 4.4 | 4955 | 111.12 | 44.59 | 6.1 | 1 | 3500 | 83 |  |  |  | NO | NO | NO | 2018-05-02 | 4.3 |  | standard |  |  |  |  | 2018-11-02 | NO | NO | NO | [6 empty] | AC | [7 empty] | NO
PWRHQBZU | Mobern Lighting Co | Mobern Lighting | RDISEH22-LED45FRDMV40 | Indoor Luminaires | Troffer | 2x2 Luminaires for Ambient Lighting of Interior Commercial Spaces |  | standard | NO | [10 empty] | 2016-10-19 | Dimmable | Continuous Below 10 | YES |  | SSSBTH | [25 empty] | 4.4 | 5110 | 114.6 | 44.59 | 6.1 | 1 | 4000 | 83 |  |  |  | NO | NO | NO | 2018-05-02 | 4.3 |  | standard |  |  |  |  | 2018-11-02 | NO | NO | NO | [6 empty] | AC | [7 empty] | NO
PH1TN7RB | Mobern Lighting Co | Mobern Lighting | RDISEH22-LED45FRDMV50 | Indoor Luminaires | Troffer | 2x2 Luminaires for Ambient Lighting of Interior Commercial Spaces |  | standard | NO | [10 empty] | 2016-10-19 | Dimmable | Continuous Below 10 | YES |  | SSSBTH | [25 empty] | 4.4 | 5260 | 117.96 | 44.59 | 6.1 | 1 | 5000 | 84 |  |  |  | NO | NO | NO | 2018-05-02 | 4.3 |  | standard |  |  |  |  | 2018-11-02 | NO | NO | NO | [6 empty] | AC | [7 empty] | NO
PBQ1V7CD | Mobern Lighting Co | Mobern Lighting | RDISEH24-LED28FRDMV30 | Indoor Luminaires | Troffer | 2x4 Luminaires for Ambient Lighting of Interior Commercial Spaces |  | standard | YES |  | 3638.4 | 133 | 27.36 | 6.1 | 0.987 | 3093 | 84 | 5 | 50000 | 2016-10-12 | Dimmable | Continuous Below 10 | YES |  | QQQTCT | [15 empty] | 75.8 |  | 1.2 | 1.28 | [6 empty] | 4.4 | 3638.4 | 132.98 | 27.36 | 7.2 | 0.99 | 3000 | 84 |  |  |  | NO | NO | NO | 2018-05-02 | 4.3 |  | standard |  |  |  |  | 2018-11-02 | NO | NO | NO | [6 empty] | AC | [7 empty] | NO
P8ESF64P | Mobern Lighting Co | Mobern Lighting | RDISEH24-LED28FRDMV35 | Indoor Luminaires | Troffer | 2x4 Luminaires for Ambient Lighting of Interior Commercial Spaces |  | standard | NO | [10 empty] | 2016-10-12 | Dimmable | Continuous Below 10 | YES |  | QQQTCT | [25 empty] | 4.4 | 3685 | 134.69 | 27.36 | 7.2 | 0.99 | 3500 | 84 |  |  |  | NO | NO | NO | 2018-05-02 | 4.3 |  | standard |  |  |  |  | 2018-11-02 | NO | NO | NO | [6 empty] | AC | [7 empty] | NO
PE5F8MXV | Mobern Lighting Co | Mobern Lighting | RDISEH24-LED28FRDMV40 | Indoor Luminaires | Troffer | 2x4 Luminaires for Ambient Lighting of Interior Commercial Spaces |  | standard | NO | [10 empty] | 2016-10-12 | Dimmable | Continuous Below 10 | YES |  | QQQTCT | [25 empty] | 4.4 | 3800 | 138.89 | 27.36 | 7.2 | 0.99 | 4000 | 84 |  |  |  | NO | NO | NO | 2018-05-02 | 4.3 |  | standard |  |  |  |  | 2018-11-02 | NO | NO | NO | [6 empty] | AC | [7 empty] | NO
PKXSEXHK | Mobern Lighting Co | Mobern Lighting | RDISEH24-LED28FRDMV50 | Indoor Luminaires | Troffer | 2x4 Luminaires for Ambient Lighting of Interior Commercial Spaces |  | standard | NO | [10 empty] | 2016-10-12 | Dimmable | Continuous Below 10 | YES |  | QQQTCT | [25 empty] | 4.4 | 4035 | 147.48 | 27.36 | 7.2 | 0.99 | 5000 | 84 |  |  |  | NO | NO | NO | 2018-05-02 | 4.3 |  | standard |  |  |  |  | 2018-11-02 | NO | NO | NO | [6 empty] | AC | [7 empty] | NO
PYMZY5R3 | Mobern Lighting Co | Mobern Lighting | RDISEH24-LED35FRDMV30 | Indoor Luminaires | Troffer | 2x4 Luminaires for Ambient Lighting of Interior Commercial Spaces |  | standard | NO | [10 empty] | 2016-10-12 | Dimmable | Continuous Below 10 | YES |  | QQQTCT | [25 empty] | 4.4 | 4610 | 131.71 | 35 | 7.2 | 0.99 | 3000 | 84 |  |  |  | NO | NO | NO | 2018-05-02 | 4.3 |  | standard |  |  |  |  | 2018-11-02 | NO | NO | NO | [6 empty] | AC | [7 empty] | NO
PHSACQKS | Mobern Lighting Co | Mobern Lighting | RDISEH24-LED35FRDMV35 | Indoor Luminaires | Troffer | 2x4 Luminaires for Ambient Lighting of Interior Commercial Spaces |  | standard | NO | [10 empty] | 2016-10-12 | Dimmable | Continuous Below 10 | YES |  | QQQTCT | [25 empty] | 4.4 | 4680 | 133.71 | 35 | 7.2 | 0.99 | 3500 | 84 |  |  |  | NO | NO | NO | 2018-05-02 | 4.3 |  | standard |  |  |  |  | 2018-11-02 | NO | NO | NO | [6 empty] | AC | [7 empty] | NO
P16VWPEG | Mobern Lighting Co | Mobern Lighting | RDISEH24-LED35FRDMV40 | Indoor Luminaires | Troffer | 2x4 Luminaires for Ambient Lighting of Interior Commercial Spaces |  | standard | NO | [10 empty] | 2016-10-12 | Dimmable | Continuous Below 10 | YES |  | QQQTCT | [25 empty] | 4.4 | 4825 | 137.86 | 35 | 7.2 | 0.99 | 4000 | 84 |  |  |  | NO | NO | NO | 2018-05-02 | 4.3 |  | standard |  |  |  |  | 2018-11-02 | NO | NO | NO | [6 empty] | AC | [7 empty] | NO
PPF3JG81 | Mobern Lighting Co | Mobern Lighting | RDISEH24-LED35FRDMV50 | Indoor Luminaires | Troffer | 2x4 Luminaires for Ambient Lighting of Interior Commercial Spaces |  | standard | NO | [10 empty] | 2016-10-12 | Dimmable | Continuous Below 10 | YES |  | QQQTCT | [25 empty] | 4.4 | 4970 | 142 | 35 | 7.2 | 0.99 | 5000 | 84 |  |  |  | NO | NO | NO | 2018-05-02 | 4.3 |  | standard |  |  |  |  | 2018-11-02 | NO | NO | NO | [6 empty] | AC | [7 empty] | NO
P2HQJ43K | Mobern Lighting Co | Mobern Lighting | RDISEH24-LED40FRDMV30 | Indoor Luminaires | Troffer | 2x4 Luminaires for Ambient Lighting of Interior Commercial Spaces |  | standard | NO | [10 empty] | 2016-10-12 | Dimmable | Continuous Below 10 | YES |  | QQQTCT | [25 empty] | 4.4 | 5200 | 130 | 40 | 7.2 | 0.99 | 3000 | 84 |  |  |  | NO | NO | NO | 2018-05-02 | 4.3 |  | standard |  |  |  |  | 2018-11-02 | NO | NO | NO | [6 empty] | AC | [7 empty] | NO
P42TBPW7 | Mobern Lighting Co | Mobern Lighting | RDISEH24-LED40FRDMV35 | Indoor Luminaires | Troffer | 2x4 Luminaires for Ambient Lighting of Interior Commercial Spaces |  | standard | NO | [10 empty] | 2016-10-12 | Dimmable | Continuous Below 10 | YES |  | QQQTCT | [25 empty] | 4.4 | 5280 | 132 | 40 | 7.2 | 0.99 | 3500 | 84 |  |  |  | NO | NO | NO | 2018-05-02 | 4.3 |  | standard |  |  |  |  | 2018-11-02 | NO | NO | NO | [6 empty] | AC | [7 empty] | NO
PNE66NCV | Mobern Lighting Co | Mobern Lighting | RDISEH24-LED40FRDMV40 | Indoor Luminaires | Troffer | 2x4 Luminaires for Ambient Lighting of Interior Commercial Spaces |  | standard | NO | [10 empty] | 2016-10-12 | Dimmable | Continuous Below 10 | YES |  | QQQTCT | [25 empty] | 4.4 | 5445 | 136.13 | 40 | 7.2 | 0.99 | 4000 | 84 |  |  |  | NO | NO | NO | 2018-05-02 | 4.3 |  | standard |  |  |  |  | 2018-11-02 | NO | NO | NO | [6 empty] | AC | [7 empty] | NO
P27UJDDJ | Mobern Lighting Co | Mobern Lighting | RDISEH24-LED40FRDMV50 | Indoor Luminaires | Troffer | 2x4 Luminaires for Ambient Lighting of Interior Commercial Spaces |  | standard | NO | [10 empty] | 2016-10-12 | Dimmable | Continuous Below 10 | YES |  | QQQTCT | [25 empty] | 4.4 | 5610 | 140.25 | 40 | 7.2 | 0.99 | 5000 | 84 |  |  |  | NO | NO | NO | 2018-05-02 | 4.3 |  | standard |  |  |  |  | 2018-11-02 | NO | NO | NO | [6 empty] | AC | [7 empty] | NO
PE7QXSBR | Mobern Lighting Co | Mobern Lighting | RDISEH24-LED48FRDMV30 | Indoor Luminaires | Troffer | 2x4 Luminaires for Ambient Lighting of Interior Commercial Spaces |  | standard | NO | [10 empty] | 2016-10-12 | Dimmable | Continuous Below 10 | YES |  | QQQTCT | [25 empty] | 4.4 | 6145 | 128.02 | 48 | 4.6 | 1 | 3000 | 84 |  |  |  | NO | NO | NO | 2018-05-02 | 4.3 |  | standard |  |  |  |  | 2018-11-02 | NO | NO | NO | [6 empty] | AC | [7 empty] | NO
PJV3VSG7 | Mobern Lighting Co | Mobern Lighting | RDISEH24-LED48FRDMV35 | Indoor Luminaires | Troffer | 2x4 Luminaires for Ambient Lighting of Interior Commercial Spaces |  | standard | NO | [10 empty] | 2016-10-12 | Dimmable | Continuous Below 10 | YES |  | QQQTCT | [25 empty] | 4.4 | 6245 | 130.1 | 48 | 4.6 | 1 | 3500 | 84 |  |  |  | NO | NO | NO | 2018-05-02 | 4.3 |  | standard |  |  |  |  | 2018-11-02 | NO | NO | NO | [6 empty] | AC | [7 empty] | NO
PDBV9UKB | Mobern Lighting Co | Mobern Lighting | RDISEH24-LED48FRDMV40 | Indoor Luminaires | Troffer | 2x4 Luminaires for Ambient Lighting of Interior Commercial Spaces |  | standard | NO | [10 empty] | 2016-10-12 | Dimmable | Continuous Below 10 | YES |  | QQQTCT | [25 empty] | 4.4 | 6435 | 134.06 | 48 | 4.6 | 1 | 4000 | 84 |  |  |  | NO | NO | NO | 2018-05-02 | 4.3 |  | standard |  |  |  |  | 2018-11-02 | NO | NO | NO | [6 empty] | AC | [7 empty] | NO
PB7N55F9 | Mobern Lighting Co | Mobern Lighting | RDISEH24-LED48FRDMV50 | Indoor Luminaires | Troffer | 2x4 Luminaires for Ambient Lighting of Interior Commercial Spaces |  | standard | NO | [10 empty] | 2016-10-12 | Dimmable | Continuous Below 10 | YES |  | QQQTCT | [25 empty] | 4.4 | 6630 | 138.13 | 48 | 4.6 | 1 | 5000 | 84 |  |  |  | NO | NO | NO | 2018-05-02 | 4.3 |  | standard |  |  |  |  | 2018-11-02 | NO | NO | NO | [6 empty] | AC | [7 empty] | NO
PM691ZAY | Mobern Lighting Co | Mobern Lighting | RDISEH24-LED62FRDMV30 | Indoor Luminaires | Troffer | 2x4 Luminaires for Ambient Lighting of Interior Commercial Spaces |  | standard | YES |  | 7520.8 | 120.6 | 62.34 | 6.1 | 0.987 | 3118 | 83 | 5 | 50000 | 2016-10-12 | Dimmable | Continuous Below 10 | YES |  | QQQTCT | [15 empty] | 75.8 |  | 1.2 | 1.28 | [6 empty] | 4.4 | 7520.8 | 120.64 | 62.34 | 4.6 | 1 | 3000 | 83 |  |  |  | NO | NO | NO | 2018-05-02 | 4.3 |  | standard |  |  |  |  | 2018-11-02 | NO | NO | NO | [6 empty] | AC | [7 empty] | NO
P5DP6URC | Mobern Lighting Co | Mobern Lighting | RDISEH24-LED62FRDMV35 | Indoor Luminaires | Troffer | 2x4 Luminaires for Ambient Lighting of Interior Commercial Spaces |  | standard | NO | [10 empty] | 2016-10-12 | Dimmable | Continuous Below 10 | YES |  | QQQTCT | [25 empty] | 4.4 | 7635 | 122.47 | 62.34 | 4.6 | 1 | 3500 | 83 |  |  |  | NO | NO | NO | 2018-05-02 | 4.3 |  | standard |  |  |  |  | 2018-11-02 | NO | NO | NO | [6 empty] | AC | [7 empty] | NO
PUCM56XY | Mobern Lighting Co | Mobern Lighting | RDISEH24-LED62FRDMV40 | Indoor Luminaires | Troffer | 2x4 Luminaires for Ambient Lighting of Interior Commercial Spaces |  | standard | NO | [10 empty] | 2016-10-12 | Dimmable | Continuous Below 10 | YES |  | QQQTCT | [25 empty] | 4.4 | 7870 | 126.24 | 62.34 | 4.6 | 1 | 4000 | 83 |  |  |  | NO | NO | NO | 2018-05-02 | 4.3 |  | standard |  |  |  |  | 2018-11-02 | NO | NO | NO | [6 empty] | AC | [7 empty] | NO
P58KU3GD | Mobern Lighting Co | Mobern Lighting | RDISEH24-LED62FRDMV50 | Indoor Luminaires | Troffer | 2x4 Luminaires for Ambient Lighting of Interior Commercial Spaces |  | standard | NO | [10 empty] | 2016-10-12 | Dimmable | Continuous Below 10 | YES |  | QQQTCT | [25 empty] | 4.4 | 8105 | 130.01 | 62.34 | 4.6 | 1 | 5000 | 83 |  |  |  | NO | NO | NO | 2018-05-02 | 4.3 |  | standard |  |  |  |  | 2018-11-02 | NO | NO | NO | [6 empty] | AC | [7 empty] | NO
PFY6WA8N | Mobern Lighting Co | Mobern Lighting | RG14-LED22DMV30 | Indoor Luminaires | Troffer | 1x4 Luminaires for Ambient Lighting of Interior Commercial Spaces |  | standard | YES |  | 2675.7 | 117.4 | 22.79 | 8.4 | 0.991 | 3147 | 83 | 5 | 50000 | 2016-11-10 | Dimmable | Continuous Below 10 | YES |  | QQQTFD | [15 empty] | 85.6 |  | 1.2 | 1.1 | [6 empty] | 4.4 | 2675.7 | 117.41 | 22.79 | 8.4 | 0.99 | 3088 | 83 |  |  |  | NO | NO | NO | 2018-05-02 | 4.3 |  | standard |  |  |  |  | 2018-11-02 | NO | NO | NO | [6 empty] | AC | [7 empty] | NO
PJRME8XM | Mobern Lighting Co | Mobern Lighting | RG14-LED22DMV35 | Indoor Luminaires | Troffer | 1x4 Luminaires for Ambient Lighting of Interior Commercial Spaces |  | standard | NO | [10 empty] | 2016-11-10 | Dimmable | Continuous Below 10 | YES |  | QQQTFD | [25 empty] | 4.4 | 2720 | 119.35 | 22.79 | 8.4 | 0.99 | 3500 | 83 |  |  |  | NO | NO | NO | 2018-05-02 | 4.3 |  | standard |  |  |  |  | 2018-11-02 | NO | NO | NO | [6 empty] | AC | [7 empty] | NO
PMVFSS6C | Mobern Lighting Co | Mobern Lighting | RG14-LED22DMV40 | Indoor Luminaires | Troffer | 1x4 Luminaires for Ambient Lighting of Interior Commercial Spaces |  | standard | NO | [10 empty] | 2016-11-10 | Dimmable | Continuous Below 10 | YES |  | QQQTFD | [25 empty] | 4.4 | 2810 | 123.3 | 22.79 | 8.4 | 0.99 | 4000 | 83 |  |  |  | NO | NO | NO | 2018-05-02 | 4.3 |  | standard |  |  |  |  | 2018-11-02 | NO | NO | NO | [6 empty] | AC | [7 empty] | NO
PPSF51CV | Mobern Lighting Co | Mobern Lighting | RG14-LED22DMV50 | Indoor Luminaires | Troffer | 1x4 Luminaires for Ambient Lighting of Interior Commercial Spaces |  | standard | NO | [10 empty] | 2016-11-10 | Dimmable | Continuous Below 10 | YES |  | QQQTFD | [25 empty] | 4.4 | 2895 | 127.03 | 22.79 | 8.4 | 0.99 | 5000 | 83 |  |  |  | NO | NO | NO | 2018-05-02 | 4.3 |  | standard |  |  |  |  | 2018-11-02 | NO | NO | NO | [6 empty] | AC | [7 empty] | NO
PXA2ZAA3 | Mobern Lighting Co | Mobern Lighting | RG14-LED30DMV30 | Indoor Luminaires | Troffer | 1x4 Luminaires for Ambient Lighting of Interior Commercial Spaces |  | standard | NO | [10 empty] | 2016-11-10 | Dimmable | Continuous Below 10 | YES |  | QQQTFD | [25 empty] | 4.4 | 3415 | 113.83 | 30 | 8.4 | 0.99 | 3000 | 83 |  |  |  | NO | NO | NO | 2018-05-02 | 4.3 |  | standard |  |  |  |  | 2018-11-02 | NO | NO | NO | [6 empty] | AC | [7 empty] | NO
PA11RP4Z | Mobern Lighting Co | Mobern Lighting | RG14-LED30DMV35 | Indoor Luminaires | Troffer | 1x4 Luminaires for Ambient Lighting of Interior Commercial Spaces |  | standard | NO | [10 empty] | 2016-11-10 | Dimmable | Continuous Below 10 | YES |  | QQQTFD | [25 empty] | 4.4 | 3470 | 115.67 | 30 | 8.4 | 0.99 | 3500 | 83 |  |  |  | NO | NO | NO | 2018-05-02 | 4.3 |  | standard |  |  |  |  | 2018-11-02 | NO | NO | NO | [6 empty] | AC | [7 empty] | NO
PPZTQ2P6 | Mobern Lighting Co | Mobern Lighting | RG14-LED30DMV40 | Indoor Luminaires | Troffer | 1x4 Luminaires for Ambient Lighting of Interior Commercial Spaces |  | standard | NO | [10 empty] | 2016-11-10 | Dimmable | Continuous Below 10 | YES |  | QQQTFD | [25 empty] | 4.4 | 3585 | 119.5 | 30 | 8.4 | 0.99 | 4000 | 83 |  |  |  | NO | NO | NO | 2018-05-02 | 4.3 |  | standard |  |  |  |  | 2018-11-02 | NO | NO | NO | [6 empty] | AC | [7 empty] | NO
PZG7ND32 | Mobern Lighting Co | Mobern Lighting | RG14-LED30DMV50 | Indoor Luminaires | Troffer | 1x4 Luminaires for Ambient Lighting of Interior Commercial Spaces |  | standard | NO | [10 empty] | 2016-11-10 | Dimmable | Continuous Below 10 | YES |  | QQQTFD | [25 empty] | 4.4 | 3695 | 123.17 | 30 | 8.4 | 0.99 | 5000 | 83 |  |  |  | NO | NO | NO | 2018-05-02 | 4.3 |  | standard |  |  |  |  | 2018-11-02 | NO | NO | NO | [6 empty] | AC | [7 empty] | NO
PGZ2J53W | Mobern Lighting Co | Mobern Lighting | RG14-LED35DMV30 | Indoor Luminaires | Troffer | 1x4 Luminaires for Ambient Lighting of Interior Commercial Spaces |  | standard | NO | [10 empty] | 2016-11-10 | Dimmable | Continuous Below 10 | YES |  | QQQTFD | [25 empty] | 4.4 | 3895 | 111.29 | 35 | 8.4 | 0.99 | 3000 | 83 |  |  |  | NO | NO | NO | 2018-05-02 | 4.3 |  | standard |  |  |  |  | 2018-11-02 | NO | NO | NO | [6 empty] | AC | [7 empty] | NO
PQUR7WTM | Mobern Lighting Co | Mobern Lighting | RG14-LED35DMV35 | Indoor Luminaires | Troffer | 1x4 Luminaires for Ambient Lighting of Interior Commercial Spaces |  | standard | NO | [10 empty] | 2016-11-10 | Dimmable | Continuous Below 10 | YES |  | QQQTFD | [25 empty] | 4.4 | 3960 | 113.14 | 35 | 8.4 | 0.99 | 3500 | 83 |  |  |  | NO | NO | NO | 2018-05-02 | 4.3 |  | standard |  |  |  |  | 2018-11-02 | NO | NO | NO | [6 empty] | AC | [7 empty] | NO
P4RBDCPA | Mobern Lighting Co | Mobern Lighting | RG14-LED35DMV40 | Indoor Luminaires | Troffer | 1x4 Luminaires for Ambient Lighting of Interior Commercial Spaces |  | standard | NO | [10 empty] | 2016-11-10 | Dimmable | Continuous Below 10 | YES |  | QQQTFD | [25 empty] | 4.4 | 4090 | 116.86 | 35 | 8.4 | 0.99 | 4000 | 83 |  |  |  | NO | NO | NO | 2018-05-02 | 4.3 |  | standard |  |  |  |  | 2018-11-02 | NO | NO | NO | [6 empty] | AC | [7 empty] | NO
P2XQ9ZY8 | Mobern Lighting Co | Mobern Lighting | RG14-LED35DMV50 | Indoor Luminaires | Troffer | 1x4 Luminaires for Ambient Lighting of Interior Commercial Spaces |  | standard | NO | [10 empty] | 2016-11-10 | Dimmable | Continuous Below 10 | YES |  | QQQTFD | [25 empty] | 4.4 | 4210 | 120.29 | 35 | 8.4 | 0.99 | 5000 | 83 |  |  |  | NO | NO | NO | 2018-05-02 | 4.3 |  | standard |  |  |  |  | 2018-11-02 | NO | NO | NO | [6 empty] | AC | [7 empty] | NO
P45N6GA4 | Mobern Lighting Co | Mobern Lighting | RG14-LED40DMV30 | Indoor Luminaires | Troffer | 1x4 Luminaires for Ambient Lighting of Interior Commercial Spaces |  | standard | NO | [10 empty] | 2016-11-10 | Dimmable | Continuous Below 10 | YES |  | QQQTFD | [25 empty] | 4.4 | 4370 | 109.25 | 40 | 5 | 1 | 3000 | 83 |  |  |  | NO | NO | NO | 2018-05-02 | 4.3 |  | standard |  |  |  |  | 2018-11-02 | NO | NO | NO | [6 empty] | AC | [7 empty] | NO
PB8FTBC8 | Mobern Lighting Co | Mobern Lighting | RG14-LED40DMV35 | Indoor Luminaires | Troffer | 1x4 Luminaires for Ambient Lighting of Interior Commercial Spaces |  | standard | NO | [10 empty] | 2016-11-10 | Dimmable | Continuous Below 10 | YES |  | QQQTFD | [25 empty] | 4.4 | 4445 | 111.13 | 40 | 5 | 1 | 3500 | 83 |  |  |  | NO | NO | NO | 2018-05-02 | 4.3 |  | standard |  |  |  |  | 2018-11-02 | NO | NO | NO | [6 empty] | AC | [7 empty] | NO
PECSE5V5 | Mobern Lighting Co | Mobern Lighting | RG14-LED40DMV40 | Indoor Luminaires | Troffer | 1x4 Luminaires for Ambient Lighting of Interior Commercial Spaces |  | standard | NO | [10 empty] | 2016-11-10 | Dimmable | Continuous Below 10 | YES |  | QQQTFD | [25 empty] | 4.4 | 4590 | 114.75 | 40 | 5 | 1 | 4000 | 83 |  |  |  | NO | NO | NO | 2018-05-02 | 4.3 |  | standard |  |  |  |  | 2018-11-02 | NO | NO | NO | [6 empty] | AC | [7 empty] | NO
P25HBP2Q | Mobern Lighting Co | Mobern Lighting | RG14-LED40DMV50 | Indoor Luminaires | Troffer | 1x4 Luminaires for Ambient Lighting of Interior Commercial Spaces |  | standard | NO | [10 empty] | 2016-11-10 | Dimmable | Continuous Below 10 | YES |  | QQQTFD | [25 empty] | 4.4 | 4730 | 118.25 | 40 | 5 | 1 | 5000 | 83 |  |  |  | NO | NO | NO | 2018-05-02 | 4.3 |  | standard |  |  |  |  | 2018-11-02 | NO | NO | NO | [6 empty] | AC | [7 empty] | NO
PBMJFDYW | Mobern Lighting Co | Mobern Lighting | RG14-LED48DMV30 | Indoor Luminaires | Troffer | 1x4 Luminaires for Ambient Lighting of Interior Commercial Spaces |  | standard | NO | [10 empty] | 2016-11-10 | Dimmable | Continuous Below 10 | YES |  | QQQTFD | [25 empty] | 4.4 | 5125 | 106.77 | 48 | 5 | 1 | 3000 | 83 |  |  |  | NO | NO | NO | 2018-05-02 | 4.3 |  | standard |  |  |  |  | 2018-11-02 | NO | NO | NO | [6 empty] | AC | [7 empty] | NO
PZCBQST3 | Mobern Lighting Co | Mobern Lighting | RG14-LED48DMV35 | Indoor Luminaires | Troffer | 1x4 Luminaires for Ambient Lighting of Interior Commercial Spaces |  | standard | NO | [10 empty] | 2016-11-10 | Dimmable | Continuous Below 10 | YES |  | QQQTFD | [25 empty] | 4.4 | 5210 | 108.54 | 48 | 5 | 1 | 3500 | 83 |  |  |  | NO | NO | NO | 2018-05-02 | 4.3 |  | standard |  |  |  |  | 2018-11-02 | NO | NO | NO | [6 empty] | AC | [7 empty] | NO
PS6WAMCX | Mobern Lighting Co | Mobern Lighting | RG14-LED48DMV40 | Indoor Luminaires | Troffer | 1x4 Luminaires for Ambient Lighting of Interior Commercial Spaces |  | standard | NO | [10 empty] | 2016-11-10 | Dimmable | Continuous Below 10 | YES |  | QQQTFD | [25 empty] | 4.4 | 5385 | 112.19 | 48 | 5 | 1 | 4000 | 83 |  |  |  | NO | NO | NO | 2018-05-02 | 4.3 |  | standard |  |  |  |  | 2018-11-02 | NO | NO | NO | [6 empty] | AC | [7 empty] | NO
PV854DDC | Mobern Lighting Co | Mobern Lighting | RG14-LED48DMV50 | Indoor Luminaires | Troffer | 1x4 Luminaires for Ambient Lighting of Interior Commercial Spaces |  | standard | YES |  | 5423.9 | 113.2 | 47.91 | 6.6 | 0.985 | 5295 | 83 | 5 | 50000 | 2016-11-10 | Dimmable | Continuous Below 10 | YES |  | QQQTFD | [15 empty] | 85.6 |  | 1.2 | 1.1 | [6 empty] | 4.4 | 5545 | 115.52 | 48 | 5 | 1 | 5000 | 83 |  |  |  | NO | NO | NO | 2018-05-02 | 4.3 |  | standard |  |  |  |  | 2018-11-02 | NO | NO | NO | [6 empty] | AC | [7 empty] | NO
P9E53JQ9 | Mobern Lighting Co | Mobern Lighting | RG14-LED57DMV30 | Indoor Luminaires | Troffer | 1x4 Luminaires for Ambient Lighting of Interior Commercial Spaces |  | standard | YES |  | 6065.5 | 103.2 | 58.76 | 6.6 | 0.985 | 3174 | 83 | 5 | 50000 | 2016-11-10 | Dimmable | Continuous Below 10 | YES |  | QQQTFD | [15 empty] | 85.6 |  | 1.2 | 1.1 | [6 empty] | 4.4 | 6065.5 | 103.22 | 58.76 | 4.8 | 1 | 3000 | 83 |  |  |  | NO | NO | NO | 2018-05-02 | 4.3 |  | standard |  |  |  |  | 2018-11-02 | NO | NO | NO | [6 empty] | AC | [7 empty] | NO
PX6M7QNQ | Mobern Lighting Co | Mobern Lighting | RG14-LED57DMV35 | Indoor Luminaires | Troffer | 1x4 Luminaires for Ambient Lighting of Interior Commercial Spaces |  | standard | NO | [10 empty] | 2016-11-10 | Dimmable | Continuous Below 10 | YES |  | QQQTFD | [25 empty] | 4.4 | 6165 | 104.92 | 58.76 | 4.8 | 1 | 3500 | 83 |  |  |  | NO | NO | NO | 2018-05-02 | 4.3 |  | standard |  |  |  |  | 2018-11-02 | NO | NO | NO | [6 empty] | AC | [7 empty] | NO
P9R1NCCJ | Mobern Lighting Co | Mobern Lighting | RG14-LED57DMV40 | Indoor Luminaires | Troffer | 1x4 Luminaires for Ambient Lighting of Interior Commercial Spaces |  | standard | NO | [10 empty] | 2016-11-10 | Dimmable | Continuous Below 10 | YES |  | QQQTFD | [25 empty] | 4.4 | 6370 | 108.41 | 58.76 | 4.8 | 1 | 4000 | 83 |  |  |  | NO | NO | NO | 2018-05-02 | 4.3 |  | standard |  |  |  |  | 2018-11-02 | NO | NO | NO | [6 empty] | AC | [7 empty] | NO
P9WACZ2S | Mobern Lighting Co | Mobern Lighting | RG14-LED57DMV50 | Indoor Luminaires | Troffer | 1x4 Luminaires for Ambient Lighting of Interior Commercial Spaces |  | standard | NO | [10 empty] | 2016-11-10 | Dimmable | Continuous Below 10 | YES |  | QQQTFD | [25 empty] | 4.4 | 6560 | 111.64 | 58.76 | 4.8 | 1 | 5000 | 83 |  |  |  | NO | NO | NO | 2018-05-02 | 4.3 |  | standard |  |  |  |  | 2018-11-02 | NO | NO | NO | [6 empty] | AC | [7 empty] | NO
PP99WTBT | Mobern Lighting Co | Mobern Lighting | RG14P-LED37DMV30 | Indoor Luminaires | Troffer | 1x4 Luminaires for Ambient Lighting of Interior Commercial Spaces |  | standard | YES |  | 4006 | 105.7 | 37.9 | 9.9 | 0.939 | 3112 | 82 | 5 | 60000 | 2017-07-28 | Dimmable | Continuous Below 10 | NO |  | TTTUQZ | [15 empty] | 86.6 |  | 1.24 | 1.12 | [6 empty] | 4.4 | 4006 | 105.7 | 37.9 | 9.4 | 0.94 | 3000 | 82 |  |  |  | NO | NO | NO | [8 empty] | 2018-11-02 | NO | NO | NO | [6 empty] | AC | [7 empty] | NO
PFN1RWRV | Mobern Lighting Co | Mobern Lighting | RG14P-LED37DMV35 | Indoor Luminaires | Troffer | 1x4 Luminaires for Ambient Lighting of Interior Commercial Spaces |  | standard | NO | [10 empty] | 2017-07-28 | Dimmable | Continuous Below 10 | NO |  | TTTUQZ | [25 empty] | 4.4 | 4160 | 112 | 37 | 9.4 | 0.94 | 3500 | 82 |  |  |  | NO | NO | NO | [8 empty] | 2018-11-02 | NO | NO | NO | [6 empty] | AC | [7 empty] | NO
P9XAZ5K3 | Mobern Lighting Co | Mobern Lighting | RG14P-LED37DMV40 | Indoor Luminaires | Troffer | 1x4 Luminaires for Ambient Lighting of Interior Commercial Spaces |  | standard | NO | [10 empty] | 2017-07-28 | Dimmable | Continuous Below 10 | NO |  | TTTUQZ | [25 empty] | 4.4 | 4380 | 118 | 37 | 9.4 | 0.94 | 4000 | 82 |  |  |  | NO | NO | NO | [8 empty] | 2018-11-02 | NO | NO | NO | [6 empty] | AC | [7 empty] | NO
PZKTN68K | Mobern Lighting Co | Mobern Lighting | RG14P-LED37DMV50 | Indoor Luminaires | Troffer | 1x4 Luminaires for Ambient Lighting of Interior Commercial Spaces |  | standard | NO | [10 empty] | 2017-07-28 | Dimmable | Continuous Below 10 | NO |  | TTTUQZ | [25 empty] | 4.4 | 4380 | 118 | 37 | 9.4 | 0.94 | 5000 | 83 |  |  |  | NO | NO | NO | [8 empty] | 2018-11-02 | NO | NO | NO | [6 empty] | AC | [7 empty] | NO
PT1DGVM2 | Mobern Lighting Co | Mobern Lighting | RG22-LED20DMV30 | Indoor Luminaires | Troffer | 2x2 Luminaires for Ambient Lighting of Interior Commercial Spaces |  | standard | YES |  | 2170 | 105.3 | 20.6 | 8.2 | 0.924 | 3128 | 84 | 5 | 50000 | 2016-05-20 | Dimmable | Continuous Below 10 | NO |  | TTTUCJ | [15 empty] | 85.8 |  | 1.18 | 1.22 | [6 empty] | 4.4 | 2170 | 105.3 | 20.6 | 8.5 | 0.989 | 3000 | 84 |  |  |  | NO | NO | NO | 2018-05-02 | 4.3 |  | standard |  |  |  |  | 2018-11-02 | NO | NO | NO | [6 empty] | AC | [7 empty] | NO
P7PSGYYX | Mobern Lighting Co | Mobern Lighting | RG22-LED20DMV35 | Indoor Luminaires | Troffer | 2x2 Luminaires for Ambient Lighting of Interior Commercial Spaces |  | standard | NO | [10 empty] | 2016-05-20 | Dimmable | Continuous Below 10 | NO |  | TTTUCJ | [25 empty] | 4.4 | 2225 | 107 | 20.6 | 8.5 | 0.989 | 3500 | 84 |  |  |  | NO | NO | NO | 2018-05-02 | 4.3 |  | standard |  |  |  |  | 2018-11-02 | NO | NO | NO | [6 empty] | AC | [7 empty] | NO
PVR93987 | Mobern Lighting Co | Mobern Lighting | RG22-LED20DMV40 | Indoor Luminaires | Troffer | 2x2 Luminaires for Ambient Lighting of Interior Commercial Spaces |  | standard | NO | [10 empty] | 2016-05-20 | Dimmable | Continuous Below 10 | NO |  | TTTUCJ | [25 empty] | 4.4 | 2304 | 111 | 20.6 | 8.5 | 0.989 | 4000 | 84 |  |  |  | NO | NO | NO | 2018-05-02 | 4.3 |  | standard |  |  |  |  | 2018-11-02 | NO | NO | NO | [6 empty] | AC | [7 empty] | NO
PVTQV47R | Mobern Lighting Co | Mobern Lighting | RG22-LED20DMV50 | Indoor Luminaires | Troffer | 2x2 Luminaires for Ambient Lighting of Interior Commercial Spaces |  | standard | NO | [10 empty] | 2016-05-20 | Dimmable | Continuous Below 10 | NO |  | TTTUCJ | [25 empty] | 4.4 | 2384 | 115 | 20.6 | 8.5 | 0.989 | 5000 | 84 |  |  |  | NO | NO | NO | 2018-05-02 | 4.3 |  | standard |  |  |  |  | 2018-11-02 | NO | NO | NO | [6 empty] | AC | [7 empty] | NO
PK7C7PWK | Mobern Lighting Co | Mobern Lighting | RG22-LED24DMV30 | Indoor Luminaires | Troffer | 2x2 Luminaires for Ambient Lighting of Interior Commercial Spaces |  | standard | NO | [10 empty] | 2016-05-20 | Dimmable | Continuous Below 10 | NO |  | TTTUCJ | [25 empty] | 4.4 | 2487 | 103 | 24 | 8.5 | 0.989 | 3000 | 84 |  |  |  | NO | NO | NO | 2018-05-02 | 4.3 |  | standard |  |  |  |  | 2018-11-02 | NO | NO | NO | [6 empty] | AC | [7 empty] | NO
P7J744Y8 | Mobern Lighting Co | Mobern Lighting | RG22-LED24DMV35 | Indoor Luminaires | Troffer | 2x2 Luminaires for Ambient Lighting of Interior Commercial Spaces |  | standard | NO | [10 empty] | 2016-05-20 | Dimmable | Continuous Below 10 | NO |  | TTTUCJ | [25 empty] | 4.4 | 2534 | 105 | 24 | 8.5 | 0.989 | 3500 | 84 |  |  |  | NO | NO | NO | 2018-05-02 | 4.3 |  | standard |  |  |  |  | 2018-11-02 | NO | NO | NO | [6 empty] | AC | [7 empty] | NO
PQ9RPAXB | Mobern Lighting Co | Mobern Lighting | RG22-LED24DMV40 | Indoor Luminaires | Troffer | 2x2 Luminaires for Ambient Lighting of Interior Commercial Spaces |  | standard | NO | [10 empty] | 2016-05-20 | Dimmable | Continuous Below 10 | NO |  | TTTUCJ | [25 empty] | 4.4 | 2624 | 109 | 24 | 8.5 | 0.989 | 4000 | 84 |  |  |  | NO | NO | NO | 2018-05-02 | 4.3 |  | standard |  |  |  |  | 2018-11-02 | NO | NO | NO | [6 empty] | AC | [7 empty] | NO
PMUB2KP7 | Mobern Lighting Co | Mobern Lighting | RG22-LED24DMV50 | Indoor Luminaires | Troffer | 2x2 Luminaires for Ambient Lighting of Interior Commercial Spaces |  | standard | NO | [10 empty] | 2016-05-20 | Dimmable | Continuous Below 10 | NO |  | TTTUCJ | [25 empty] | 4.4 | 2715 | 113 | 24 | 8.5 | 0.989 | 5000 | 84 |  |  |  | NO | NO | NO | 2018-05-02 | 4.3 |  | standard |  |  |  |  | 2018-11-02 | NO | NO | NO | [6 empty] | AC | [7 empty] | NO
PHYW2PMW | Mobern Lighting Co | Mobern Lighting | RG22-LED28DMV30 | Indoor Luminaires | Troffer | 2x2 Luminaires for Ambient Lighting of Interior Commercial Spaces |  | standard | NO | [10 empty] | 2016-05-20 | Dimmable | Continuous Below 10 | NO |  | TTTUCJ | [25 empty] | 4.4 | 2824 | 101 | 28 | 8.5 | 0.989 | 3000 | 84 |  |  |  | NO | NO | NO | 2018-05-02 | 4.3 |  | standard |  |  |  |  | 2018-11-02 | NO | NO | NO | [6 empty] | AC | [7 empty] | NO
PSPJKCMX | Mobern Lighting Co | Mobern Lighting | RG22-LED28DMV35 | Indoor Luminaires | Troffer | 2x2 Luminaires for Ambient Lighting of Interior Commercial Spaces |  | standard | NO | [10 empty] | 2016-05-20 | Dimmable | Continuous Below 10 | NO |  | TTTUCJ | [25 empty] | 4.4 | 2878 | 103 | 28 | 6.8 | 0.994 | 3500 | 84 |  |  |  | NO | NO | NO | 2018-05-02 | 4.3 |  | standard |  |  |  |  | 2018-11-02 | NO | NO | NO | [6 empty] | AC | [7 empty] | NO
PGB9FK9F | Mobern Lighting Co | Mobern Lighting | RG22-LED28DMV40 | Indoor Luminaires | Troffer | 2x2 Luminaires for Ambient Lighting of Interior Commercial Spaces |  | standard | NO | [10 empty] | 2016-05-20 | Dimmable | Continuous Below 10 | NO |  | TTTUCJ | [25 empty] | 4.4 | 2979 | 107 | 28 | 6.8 | 0.994 | 4000 | 84 |  |  |  | NO | NO | NO | 2018-05-02 | 4.3 |  | standard |  |  |  |  | 2018-11-02 | NO | NO | NO | [6 empty] | AC | [7 empty] | NO
PT9F4KP9 | Mobern Lighting Co | Mobern Lighting | RG22-LED28DMV50 | Indoor Luminaires | Troffer | 2x2 Luminaires for Ambient Lighting of Interior Commercial Spaces |  | standard | NO | [10 empty] | 2016-05-20 | Dimmable | Continuous Below 10 | NO |  | TTTUCJ | [25 empty] | 4.4 | 3083 | 110 | 28 | 6.8 | 0.994 | 5000 | 84 |  |  |  | NO | NO | NO | 2018-05-02 | 4.3 |  | standard |  |  |  |  | 2018-11-02 | NO | NO | NO | [6 empty] | AC | [7 empty] | NO
PNBECGNZ | Mobern Lighting Co | Mobern Lighting | RG22-LED35DMV30 | Indoor Luminaires | Troffer | 2x2 Luminaires for Ambient Lighting of Interior Commercial Spaces |  | standard | NO | [10 empty] | 2016-05-20 | Dimmable | Continuous Below 10 | NO |  | TTTUCJ | [25 empty] | 4.4 | 3404 | 97 | 35 | 6.8 | 0.994 | 3000 | 84 |  |  |  | NO | NO | NO | 2018-05-02 | 4.3 |  | standard |  |  |  |  | 2018-11-02 | NO | NO | NO | [6 empty] | AC | [7 empty] | NO
PVKBQNN8 | Mobern Lighting Co | Mobern Lighting | RG22-LED35DMV35 | Indoor Luminaires | Troffer | 2x2 Luminaires for Ambient Lighting of Interior Commercial Spaces |  | standard | NO | [10 empty] | 2016-05-20 | Dimmable | Continuous Below 10 | NO |  | TTTUCJ | [25 empty] | 4.4 | 3469 | 99 | 35 | 6.8 | 0.994 | 3500 | 84 |  |  |  | NO | NO | NO | 2018-05-02 | 4.3 |  | standard |  |  |  |  | 2018-11-02 | NO | NO | NO | [6 empty] | AC | [7 empty] | NO
PWFD7KPD | Mobern Lighting Co | Mobern Lighting | RG22-LED35DMV40 | Indoor Luminaires | Troffer | 2x2 Luminaires for Ambient Lighting of Interior Commercial Spaces |  | standard | NO | [10 empty] | 2016-05-20 | Dimmable | Continuous Below 10 | NO |  | TTTUCJ | [25 empty] | 4.4 | 3591 | 102 | 35 | 6.8 | 0.994 | 4000 | 84 |  |  |  | NO | NO | NO | 2018-05-02 | 4.3 |  | standard |  |  |  |  | 2018-11-02 | NO | NO | NO | [6 empty] | AC | [7 empty] | NO
PSCWAQ2Z | Mobern Lighting Co | Mobern Lighting | RG22-LED35DMV50 | Indoor Luminaires | Troffer | 2x2 Luminaires for Ambient Lighting of Interior Commercial Spaces |  | standard | NO | [10 empty] | 2016-05-20 | Dimmable | Continuous Below 10 | NO |  | TTTUCJ | [25 empty] | 4.4 | 3716 | 106 | 35 | 6.8 | 0.994 | 5000 | 84 |  |  |  | NO | NO | NO | 2018-05-02 | 4.3 |  | standard |  |  |  |  | 2018-11-02 | NO | NO | NO | [6 empty] | AC | [7 empty] | NO
PYR7C7XD | Mobern Lighting Co | Mobern Lighting | RG22-LED45DMV30 | Indoor Luminaires | Troffer | 2x2 Luminaires for Ambient Lighting of Interior Commercial Spaces |  | standard | NO | [10 empty] | 2016-05-20 | Dimmable | Continuous Below 10 | NO |  | TTTUCJ | [25 empty] | 4.4 | 4222 | 97 | 45 | 5.7 | 0.997 | 3000 | 84 |  |  |  | NO | NO | NO | 2018-05-02 | 4.3 |  | standard |  |  |  |  | 2018-11-02 | NO | NO | NO | [6 empty] | AC | [7 empty] | NO
PNDG598W | Mobern Lighting Co | Mobern Lighting | RG22-LED45DMV35 | Indoor Luminaires | Troffer | 2x2 Luminaires for Ambient Lighting of Interior Commercial Spaces |  | standard | NO | [10 empty] | 2016-05-20 | Dimmable | Continuous Below 10 | NO |  | TTTUCJ | [25 empty] | 4.4 | 4322 | 97 | 45 | 5.7 | 0.997 | 3500 | 84 |  |  |  | NO | NO | NO | 2018-05-02 | 4.3 |  | standard |  |  |  |  | 2018-11-02 | NO | NO | NO | [6 empty] | AC | [7 empty] | NO
P2718XG7 | Mobern Lighting Co | Mobern Lighting | RG22-LED45DMV40 | Indoor Luminaires | Troffer | 2x2 Luminaires for Ambient Lighting of Interior Commercial Spaces |  | standard | NO | [10 empty] | 2016-05-20 | Dimmable | Continuous Below 10 | NO |  | TTTUCJ | [25 empty] | 4.4 | 4474 | 101 | 45 | 5.7 | 0.997 | 4000 | 84 |  |  |  | NO | NO | NO | 2018-05-02 | 4.3 |  | standard |  |  |  |  | 2018-11-02 | NO | NO | NO | [6 empty] | AC | [7 empty] | NO
P3C6AA56 | Mobern Lighting Co | Mobern Lighting | RG22-LED45DMV50 | Indoor Luminaires | Troffer | 2x2 Luminaires for Ambient Lighting of Interior Commercial Spaces |  | standard | NO | [10 empty] | 2016-05-20 | Dimmable | Continuous Below 10 | NO |  | TTTUCJ | [25 empty] | 4.4 | 4630 | 104 | 45 | 5.7 | 0.997 | 5000 | 84 |  |  |  | NO | NO | NO | 2018-05-02 | 4.3 |  | standard |  |  |  |  | 2018-11-02 | NO | NO | NO | [6 empty] | AC | [7 empty] | NO
PYEJ5U1W | Mobern Lighting Co | Mobern Lighting | RG22P-LED22DMV30 | Indoor Luminaires | Troffer | 2x2 Luminaires for Ambient Lighting of Interior Commercial Spaces |  | standard | YES |  | 2357 | 106.2 | 22.2 | 9.9 | 0.939 | 3112 | 82 | 5 | 60000 | 2017-07-28 | Dimmable | Continuous Below 10 | NO |  | TTTUQZ | [15 empty] | 85.8 |  | 1.2 | 1.2 | [6 empty] | 4.4 | 2369 | 107 | 22.2 | 9.4 | 0.95 | 3000 | 82 |  |  |  | NO | NO | NO | [8 empty] | 2018-11-02 | NO | NO | NO | [6 empty] | AC | [7 empty] | NO
PP2M3BBD | Mobern Lighting Co | Mobern Lighting | RG22P-LED22DMV35 | Indoor Luminaires | Troffer | 2x2 Luminaires for Ambient Lighting of Interior Commercial Spaces |  | standard | NO | [10 empty] | 2017-07-28 | Dimmable | Continuous Below 10 | NO |  | TTTUQZ | [25 empty] | 4.4 | 2450 | 111 | 22 | 9.4 | 0.95 | 3500 | 82 |  |  |  | NO | NO | NO | [8 empty] | 2018-11-02 | NO | NO | NO | [6 empty] | AC | [7 empty] | NO
PT18PXC4 | Mobern Lighting Co | Mobern Lighting | RG22P-LED22DMV40 | Indoor Luminaires | Troffer | 2x2 Luminaires for Ambient Lighting of Interior Commercial Spaces |  | standard | NO | [10 empty] | 2017-07-28 | Dimmable | Continuous Below 10 | NO |  | TTTUQZ | [25 empty] | 4.4 | 2575 | 117 | 22 | 9.4 | 0.95 | 4000 | 82 |  |  |  | NO | NO | NO | [8 empty] | 2018-11-02 | NO | NO | NO | [6 empty] | AC | [7 empty] | NO
PPURGA3G | Mobern Lighting Co | Mobern Lighting | RG22P-LED22DMV50 | Indoor Luminaires | Troffer | 2x2 Luminaires for Ambient Lighting of Interior Commercial Spaces |  | standard | YES |  | 2451.9 | 114.7 | 21.37 | 9.9 | 0.939 | 5118 | 83 | 5 | 60000 | 2017-07-28 | Dimmable | Continuous Below 10 | NO |  | TTTUQZ | [15 empty] | 85.8 |  | 1.2 | 1.2 | [6 empty] | 4.4 | 2575 | 117 | 22 | 9.4 | 0.95 | 5000 | 83 |  |  |  | NO | NO | NO | [8 empty] | 2018-11-02 | NO | NO | NO | [6 empty] | AC | [7 empty] | NO
PKRD1X3C | Mobern Lighting Co | Mobern Lighting Co | RG24-LED35DMV30 | Indoor Luminaires | Troffer | 2x4 Luminaires for Ambient Lighting of Interior Commercial Spaces |  | standard | YES |  | 3653 | 105.3 | 34.7 | 6.6 | 0.96 | 3130 | 83 | 5 | 50000 | 2015-06-19 | Dimmable | Continuous Below 10 | NO | Updated on 9/13/2016 | WWWWYB | [15 empty] | 85.8 |  | 1.24 | 1.22 | [6 empty] | 4.4 | 4151 | 119.6 | 34.7 | 4.95 | 0.997 | 3000 | 83 |  |  |  | NO | NO | NO | 2018-05-02 | 4.3 |  | standard |  |  |  |  | 2018-11-02 | NO | NO | NO | [6 empty] | AC | [7 empty] | NO
PKWKF899 | Mobern Lighting Co | Mobern Lighting Co | RG24-LED35DMV35 | Indoor Luminaires | Troffer | 2x4 Luminaires for Ambient Lighting of Interior Commercial Spaces |  | standard | NO | [10 empty] | 2015-06-19 | Dimmable | Continuous Below 10 | NO | Updated on 9/13/2016 | WWWWYB | [25 empty] | 4.4 | 4216 | 121.5 | 34.7 | 4.95 | 0.997 | 3500 | 83 |  |  |  | NO | NO | NO | 2018-05-02 | 4.3 |  | standard |  |  |  |  | 2018-11-02 | NO | NO | NO | [6 empty] | AC | [7 empty] | NO
PWBFJUFB | Mobern Lighting Co | Mobern Lighting Co | RG24-LED35DMV40 | Indoor Luminaires | Troffer | 2x4 Luminaires for Ambient Lighting of Interior Commercial Spaces |  | standard | NO | [10 empty] | 2015-06-19 | Dimmable | Continuous Below 10 | NO | Updated on 9/13/2016 | WWWWYB | [25 empty] | 4.4 | 4346 | 125.2 | 34.7 | 4.95 | 0.997 | 4000 | 83 |  |  |  | NO | NO | NO | 2018-05-02 | 4.3 |  | standard |  |  |  |  | 2018-11-02 | NO | NO | NO | [6 empty] | AC | [7 empty] | NO
PXV6CSMR | Mobern Lighting Co | Mobern Lighting Co | RG24-LED35DMV50 | Indoor Luminaires | Troffer | 2x4 Luminaires for Ambient Lighting of Interior Commercial Spaces |  | standard | NO | [10 empty] | 2015-06-19 | Dimmable | Continuous Below 10 | NO | Updated on 9/13/2016 | WWWWYB | [25 empty] | 4.4 | 4476 | 129 | 34.7 | 4.95 | 0.997 | 5000 | 83 |  |  |  | NO | NO | NO | 2018-05-02 | 4.3 |  | standard |  |  |  |  | 2018-11-02 | NO | NO | NO | [6 empty] | AC | [7 empty] | NO
P227PQCP | Mobern Lighting Co | Mobern Lighting Company | RG24-LED45DMV30 | Indoor Luminaires | Troffer | 2x4 Luminaires for Ambient Lighting of Interior Commercial Spaces |  | standard | NO | [10 empty] | 2016-09-13 | Dimmable | Continuous Below 10 | NO |  | WWWWYB | [25 empty] | 4.4 | 5253 | 119.7 | 43.9 | 4.95 | 1 | 3000 | 83 |  |  |  | NO | NO | NO | 2018-05-02 | 4.3 |  | standard |  |  |  |  | 2018-11-02 | NO | NO | NO | [6 empty] | AC | [7 empty] | NO
PD6RRPWM | Mobern Lighting Co | Mobern Lighting Company | RG24-LED45DMV35 | Indoor Luminaires | Troffer | 2x4 Luminaires for Ambient Lighting of Interior Commercial Spaces |  | standard | NO | [10 empty] | 2016-09-13 | Dimmable | Continuous Below 10 | NO |  | WWWWYB | [25 empty] | 4.4 | 5336 | 121.5 | 43.9 | 4.95 | 1 | 3500 | 83 |  |  |  | NO | NO | NO | 2018-05-02 | 4.3 |  | standard |  |  |  |  | 2018-11-02 | NO | NO | NO | [6 empty] | AC | [7 empty] | NO
PZMCGF9E | Mobern Lighting Co | Mobern Lighting Company | RG24-LED45DMV40 | Indoor Luminaires | Troffer | 2x4 Luminaires for Ambient Lighting of Interior Commercial Spaces |  | standard | NO | [10 empty] | 2016-09-13 | Dimmable | Continuous Below 10 | NO |  | WWWWYB | [25 empty] | 4.4 | 5501 | 125.3 | 43.9 | 4.95 | 1 | 4000 | 83 |  |  |  | NO | NO | NO | 2018-05-02 | 4.3 |  | standard |  |  |  |  | 2018-11-02 | NO | NO | NO | [6 empty] | AC | [7 empty] | NO
P5MSZSEY | Mobern Lighting Co | Mobern Lighting Company | RG24-LED45DMV50 | Indoor Luminaires | Troffer | 2x4 Luminaires for Ambient Lighting of Interior Commercial Spaces |  | standard | NO | [10 empty] | 2016-09-13 | Dimmable | Continuous Below 10 | NO |  | WWWWYB | [25 empty] | 4.4 | 5666 | 129.1 | 43.9 | 4.95 | 1 | 5000 | 83 |  |  |  | NO | NO | NO | 2018-05-02 | 4.3 |  | standard |  |  |  |  | 2018-11-02 | NO | NO | NO | [6 empty] | AC | [7 empty] | NO
PCACGFZH | Mobern Lighting Co | Mobern Lighting Co | RG24-LED48DMV30 | Indoor Luminaires | Troffer | 2x4 Luminaires for Ambient Lighting of Interior Commercial Spaces |  | standard | NO | [10 empty] | 2015-06-19 | Dimmable | Continuous Below 10 | NO | Updated on 9/13/2016 | WWWWYB | [25 empty] | 4.4 | 5634 | 118.6 | 47.5 | 4.95 | 0.997 | 3000 | 83 |  |  |  | NO | NO | NO | 2018-05-02 | 4.3 |  | standard |  |  |  |  | 2018-11-02 | NO | NO | NO | [6 empty] | AC | [7 empty] | NO
PQQB4GR9 | Mobern Lighting Co | Mobern Lighting Co | RG24-LED48DMV35 | Indoor Luminaires | Troffer | 2x4 Luminaires for Ambient Lighting of Interior Commercial Spaces |  | standard | NO | [10 empty] | 2015-06-19 | Dimmable | Continuous Below 10 | NO | Updated on 9/13/2016 | WWWWYB | [25 empty] | 4.4 | 5723 | 120.5 | 47.5 | 4.95 | 0.997 | 3500 | 83 |  |  |  | NO | NO | NO | 2018-05-02 | 4.3 |  | standard |  |  |  |  | 2018-11-02 | NO | NO | NO | [6 empty] | AC | [7 empty] | NO
P6TY8R7X | Mobern Lighting Co | Mobern Lighting Co | RG24-LED48DMV40 | Indoor Luminaires | Troffer | 2x4 Luminaires for Ambient Lighting of Interior Commercial Spaces |  | standard | NO | [10 empty] | 2015-06-19 | Dimmable | Continuous Below 10 | NO | Updated on 9/13/2016 | WWWWYB | [25 empty] | 4.4 | 5900 | 124.2 | 47.5 | 4.95 | 0.997 | 4000 | 83 |  |  |  | NO | NO | NO | 2018-05-02 | 4.3 |  | standard |  |  |  |  | 2018-11-02 | NO | NO | NO | [6 empty] | AC | [7 empty] | NO
PMDV13RY | Mobern Lighting Co | Mobern Lighting Co | RG24-LED48DMV50 | Indoor Luminaires | Troffer | 2x4 Luminaires for Ambient Lighting of Interior Commercial Spaces |  | standard | NO | [10 empty] | 2015-06-19 | Dimmable | Continuous Below 10 | NO | Updated on 9/13/2016 | WWWWYB | [25 empty] | 4.4 | 6077 | 127.9 | 47.5 | 4.95 | 0.997 | 5000 | 83 |  |  |  | NO | NO | NO | 2018-05-02 | 4.3 |  | standard |  |  |  |  | 2018-11-02 | NO | NO | NO | [6 empty] | AC | [7 empty] | NO
P8XW4ERE | Mobern Lighting Co | Mobern Lighting Co | RG24-LED52DMV35 | Indoor Luminaires | Troffer | 2x4 Luminaires for Ambient Lighting of Interior Commercial Spaces |  | standard | YES |  | 5298.6 | 102.5 | 51.7 | 15.12 | 0.93 | 3579 | 84.7 | 5 | 50000 | 2014-11-25 | Not Yet Verified | Not Yet Verified | NotYetVerified |  | MMMMNR | [15 empty] | 83.1 |  | 1.28 | 1.26 | [6 empty] | 4.3 | [5 empty] | 3500 |  |  |  |  | NO | NO | NO | 2017-04-28 | 4.2 |  | standard |  |  |  |  | 2018-05-02 | NO | NO | NO | [6 empty] | AC | [7 empty] | NO
P5KK4AAF | Mobern Lighting Co | Mobern Lighting Co | RG24-LED52DMV40 | Indoor Luminaires | Troffer | 2x4 Luminaires for Ambient Lighting of Interior Commercial Spaces |  | standard | NO | [10 empty] | 2014-11-25 | Not Yet Verified | Not Yet Verified | NotYetVerified |  | MMMMNR | [25 empty] | 4.4 | 5400 | 104.4 | 51.7 |  |  | 4000 | 84.7 |  |  |  | NO | NO | NO | 2018-05-02 | 4.3 |  | standard |  |  |  |  | 2018-11-02 | NO | NO | NO | [6 empty] | AC | [7 empty] | NO
P6GXFSXH | Mobern Lighting Co | Mobern Lighting Co | RG24-LED57DMV30 | Indoor Luminaires | Troffer | 2x4 Luminaires for Ambient Lighting of Interior Commercial Spaces |  | standard | YES |  | 6434.3 | 117 | 55.01 | 6.6 | 0.96 | 3152 | 83 | 5 | 50000 | 2015-06-19 | Dimmable | Continuous Below 10 | NO | Updated on 9/13/2016 | WWWWYB | [15 empty] | 85.8 |  | 1.24 | 1.22 | [6 empty] | 4.4 | 6343 | 117 | 55.01 | 3.84 | 0.997 | 3000 | 82 |  |  |  | NO | NO | NO | 2018-05-02 | 4.3 |  | standard |  |  |  |  | 2018-11-02 | NO | NO | NO | [6 empty] | AC | [7 empty] | NO
PWH82K1G | Mobern Lighting Co | Mobern Lighting Co | RG24-LED57DMV35 | Indoor Luminaires | Troffer | 2x4 Luminaires for Ambient Lighting of Interior Commercial Spaces |  | standard | NO | [10 empty] | 2015-06-19 | Dimmable | Continuous Below 10 | NO | Updated on 9/13/2016 | WWWWYB | [25 empty] | 4.4 | 6535 | 118.8 | 55.01 | 3.84 | 0.998 | 3500 | 82 |  |  |  | NO | NO | NO | 2018-05-02 | 4.3 |  | standard |  |  |  |  | 2018-11-02 | NO | NO | NO | [6 empty] | AC | [7 empty] | NO
PXDRM1B2 | Mobern Lighting Co | Mobern Lighting Co | RG24-LED57DMV40 | Indoor Luminaires | Troffer | 2x4 Luminaires for Ambient Lighting of Interior Commercial Spaces |  | standard | NO | [10 empty] | 2015-06-19 | Dimmable | Continuous Below 10 | NO | Updated on 9/13/2016 | WWWWYB | [25 empty] | 4.4 | 6737 | 122.5 | 55.01 | 3.84 | 0.998 | 4000 | 82 |  |  |  | NO | NO | NO | 2018-05-02 | 4.3 |  | standard |  |  |  |  | 2018-11-02 | NO | NO | NO | [6 empty] | AC | [7 empty] | NO
PCHEBP31 | Mobern Lighting Co | Mobern Lighting Co | RG24-LED57DMV50 | Indoor Luminaires | Troffer | 2x4 Luminaires for Ambient Lighting of Interior Commercial Spaces |  | standard | NO | [10 empty] | 2015-06-19 | Dimmable | Continuous Below 10 | NO | Updated on 9/13/2016 | WWWWYB | [25 empty] | 4.4 | 6939 | 126.1 | 55.01 | 3.84 | 0.998 | 5000 | 82 |  |  |  | NO | NO | NO | 2018-05-02 | 4.3 |  | standard |  |  |  |  | 2018-11-02 | NO | NO | NO | [6 empty] | AC | [7 empty] | NO
PW3XU7PA | Mobern Lighting Co | Mobern Lighting | RG24P-LED37DMV30 | Indoor Luminaires | Troffer | 2x4 Luminaires for Ambient Lighting of Interior Commercial Spaces |  | standard | YES |  | 4376 | 117.3 | 37.3 | 9.9 | 0.939 | 3112 | 82 | 5 | 60000 | 2017-07-28 | Dimmable | Continuous Below 10 | NO |  | TTTUQZ | [15 empty] | 85.9 |  | 1.26 | 1.22 | [6 empty] | 4.4 | 4376 | 117.3 | 37.3 | 9.3 | 0.94 | 3000 | 82 |  |  |  | NO | NO | NO | [8 empty] | 2018-11-02 | NO | NO | NO | [6 empty] | AC | [7 empty] | NO
P2NFU9VN | Mobern Lighting Co | Mobern Lighting | RG24P-LED37DMV35 | Indoor Luminaires | Troffer | 2x4 Luminaires for Ambient Lighting of Interior Commercial Spaces |  | standard | NO | [10 empty] | 2017-07-28 | Dimmable | Continuous Below 10 | NO |  | TTTUQZ | [25 empty] | 4.4 | 4540 | 122 | 37 | 9.3 | 0.94 | 3500 | 82 |  |  |  | NO | NO | NO | [8 empty] | 2018-11-02 | NO | NO | NO | [6 empty] | AC | [7 empty] | NO
PPG7BXHP | Mobern Lighting Co | Mobern Lighting | RG24P-LED37DMV40 | Indoor Luminaires | Troffer | 2x4 Luminaires for Ambient Lighting of Interior Commercial Spaces |  | standard | NO | [10 empty] | 2017-07-28 | Dimmable | Continuous Below 10 | NO |  | TTTUQZ | [25 empty] | 4.4 | 4780 | 129 | 37 | 9.3 | 0.94 | 4000 | 82 |  |  |  | NO | NO | NO | [8 empty] | 2018-11-02 | NO | NO | NO | [6 empty] | AC | [7 empty] | NO
P7RTFTQY | Mobern Lighting Co | Mobern Lighting | RG24P-LED37DMV50 | Indoor Luminaires | Troffer | 2x4 Luminaires for Ambient Lighting of Interior Commercial Spaces |  | standard | NO | [10 empty] | 2017-07-28 | Dimmable | Continuous Below 10 | NO |  | TTTUQZ | [25 empty] | 4.4 | 4780 | 129 | 37 | 9.3 | 0.94 | 5000 | 83 |  |  |  | NO | NO | NO | [8 empty] | 2018-11-02 | NO | NO | NO | [6 empty] | AC | [7 empty] | NO
PTVMB4C2 | Mobern Lighting Co | Mobern Lighting Co | RGSB22-LED35DMV35 | Indoor Luminaires | Troffer | 2x2 Luminaires for Ambient Lighting of Interior Commercial Spaces |  | standard | YES |  | 3510.2 | 98.6 | 35.6 | 20.52 | 0.91 | 3592 | 84.6 | 5 | 50000 | 2014-11-25 | Not Yet Verified | Not Yet Verified | NotYetVerified |  | MMMMNM | [15 empty] | 81.3 |  | 1.3 | 1.2 | [6 empty] | 4.4 | 3510 | 98.6 | 35.6 |  |  | 3500 | 84.3 |  |  |  | NO | NO | NO | 2018-05-02 | 4.3 |  | standard |  |  |  |  | 2018-11-02 | NO | NO | NO | [6 empty] | AC | [7 empty] | NO
PVAN21ZV | Mobern Lighting Co | Mobern Lighting Co | RGSB22-LED35DMV40 | Indoor Luminaires | Troffer | 2x2 Luminaires for Ambient Lighting of Interior Commercial Spaces |  | standard | NO | [10 empty] | 2014-11-25 | Not Yet Verified | Not Yet Verified | NotYetVerified |  | MMMMNM | [25 empty] | 4.4 | 3510 | 98.6 | 35.6 |  |  | 4000 | 84.3 |  |  |  | NO | NO | NO | 2018-05-02 | 4.3 |  | standard |  |  |  |  | 2018-11-02 | NO | NO | NO | [6 empty] | AC | [7 empty] | NO
P2BUMNHH | Mobern Lighting Co | Mobern Lighting Co | RGSB24-LED52DMV35 | Indoor Luminaires | Troffer | 2x4 Luminaires for Ambient Lighting of Interior Commercial Spaces |  | standard | YES |  | 5567.6 | 107.1 | 52 | 14.96 | 0.93 | 3561 | 84.5 | 5 | 50000 | 2014-11-25 | Not Yet Verified | Not Yet Verified | NotYetVerified |  | MMMMNN | [15 empty] | 79.5 |  | 1.28 | 1.3 | [6 empty] | 4.4 | 5567 | 107.1 | 52 |  |  | 3500 | 84.4 |  |  |  | NO | NO | NO | 2018-05-02 | 4.3 |  | standard |  |  |  |  | 2018-11-02 | NO | NO | NO | [6 empty] | AC | [7 empty] | NO
PQWVRZEA | Mobern Lighting Co | Mobern Lighting Co | RGSB24-LED52DMV40 | Indoor Luminaires | Troffer | 2x4 Luminaires for Ambient Lighting of Interior Commercial Spaces |  | standard | NO | [10 empty] | 2014-11-25 | Not Yet Verified | Not Yet Verified | NotYetVerified |  | MMMMNN | [25 empty] | 4.4 | 5567 | 107.1 | 52 |  |  | 4000 | 84.4 |  |  |  | NO | NO | NO | 2018-05-02 | 4.3 |  | standard |  |  |  |  | 2018-11-02 | NO | NO | NO | [6 empty] | AC | [7 empty] | NO
PNKDB6WY | Mobern Lighting Co | Mobern Lighting Co | RGVLT24-LED52DMV35 | Indoor Luminaires | Troffer | 2x4 Luminaires for Ambient Lighting of Interior Commercial Spaces |  | standard | YES |  | 5567.6 | 107.1 | 52 | 14.96 | 0.9312 | 3561 | 84.5 | 5 | 50000 | 2014-11-25 | Not Yet Verified | Not Yet Verified | NotYetVerified |  | MMMMNL | [15 empty] | 78.9 |  | 1.28 | 1.24 | [6 empty] | 4.4 | 5125 | 98.6 | 52 |  |  | 3500 | 84.4 |  |  |  | NO | NO | NO | 2018-05-02 | 4.3 |  | standard |  |  |  |  | 2018-11-02 | NO | NO | NO | [6 empty] | AC | [7 empty] | NO
P1XSXF9Y | Mobern Lighting Co | Mobern Lighting Co | RGVLT24-LED52DMV40 | Indoor Luminaires | Troffer | 2x4 Luminaires for Ambient Lighting of Interior Commercial Spaces |  | standard | NO | [10 empty] | 2014-11-25 | Not Yet Verified | Not Yet Verified | NotYetVerified |  | MMMMNL | [25 empty] | 4.4 | 5125 | 98.6 | 52 |  |  | 4000 | 84.4 |  |  |  | NO | NO | NO | 2018-05-02 | 4.3 |  | standard |  |  |  |  | 2018-11-02 | NO | NO | NO | [6 empty] | AC | [7 empty] | NO
PCQ9VMJ4 | Mobern Lighting Co | Mobern Lighting | RKBC48 (4 or 5)-LED24DMV30 | Indoor Retrofit Kit | Linear Ambient | Retrofit Kits for Direct Linear Ambient Luminaires | General Purpose | standard | YES |  | 3303.6 | 146 | 22.63 | 8.8 | 0.939 | 3088 | 84 | 5 | 50000 | 2018-05-08 | Dimmable | Continuous Below 10 | YES |  | XXXCBU | [15 empty] | 78.8 | [9 empty] | 4.4 | 3303 | 145.96 | 22.63 | 8.8 | 0.939 | 3000 | 84 |  |  | 4 | NO | NO | NO | [8 empty] | 2018-11-02 | NO | NO | NO | [6 empty] | AC | [7 empty] | NO
PH1TT7JR | Mobern Lighting Co | Mobern Lighting | RKBC48 (4 or 5)-LED24DMV35 | Indoor Retrofit Kit | Linear Ambient | Retrofit Kits for Direct Linear Ambient Luminaires | General Purpose | standard | NO | [10 empty] | 2018-05-08 | Dimmable | Continuous Below 10 | YES |  | XXXCBU | [25 empty] | 4.4 | 3359 | 148.43 | 22.63 | 8.8 | 0.939 | 3500 | 84 |  |  | 4 | NO | NO | NO | [8 empty] | 2018-11-02 | NO | NO | NO | [6 empty] | AC | [7 empty] | NO
PZZ9JEDD | Mobern Lighting Co | Mobern Lighting | RKBC48 (4 or 5)-LED24DMV40 | Indoor Retrofit Kit | Linear Ambient | Retrofit Kits for Direct Linear Ambient Luminaires | General Purpose | standard | NO | [10 empty] | 2018-05-08 | Dimmable | Continuous Below 10 | YES |  | XXXCBU | [25 empty] | 4.4 | 3470 | 153.34 | 22.63 | 8.8 | 0.939 | 4000 | 84 |  |  | 4 | NO | NO | NO | [8 empty] | 2018-11-02 | NO | NO | NO | [6 empty] | AC | [7 empty] | NO
P2GZG9JG | Mobern Lighting Co | Mobern Lighting | RKBC48 (4 or 5)-LED24DMV50 | Indoor Retrofit Kit | Linear Ambient | Retrofit Kits for Direct Linear Ambient Luminaires | General Purpose | standard | NO | [10 empty] | 2018-05-08 | Dimmable | Continuous Below 10 | YES |  | XXXCBU | [25 empty] | 4.4 | 3574 | 157.93 | 22.63 | 8.8 | 0.939 | 5000 | 83 |  |  | 4 | NO | NO | NO | [8 empty] | 2018-11-02 | NO | NO | NO | [6 empty] | AC | [7 empty] | NO
P5RJLMLO | Mobern Lighting Co | Mobern Lighting | RKBC48 (4 or 5)-LED30DMV30 | Indoor Retrofit Kit | Linear Ambient | Retrofit Kits for Direct Linear Ambient Luminaires | General Purpose | standard | NO | [10 empty] | 2018-05-08 | Dimmable | Continuous Below 10 | YES |  | XXXCBU | [25 empty] | 4.4 | 4106 | 136.87 | 30 | 8.8 | 0.939 | 3000 | 84 |  |  | 4 | NO | NO | NO | [8 empty] | 2018-11-02 | NO | NO | NO | [6 empty] | AC | [7 empty] | NO
PUZ8TU4F | Mobern Lighting Co | Mobern Lighting | RKBC48 (4 or 5)-LED30DMV35 | Indoor Retrofit Kit | Linear Ambient | Retrofit Kits for Direct Linear Ambient Luminaires | General Purpose | standard | NO | [10 empty] | 2018-05-08 | Dimmable | Continuous Below 10 | YES |  | XXXCBU | [25 empty] | 4.4 | 4175 | 139.17 | 30 | 8.8 | 0.939 | 3500 | 84 |  |  | 4 | NO | NO | NO | [8 empty] | 2018-11-02 | NO | NO | NO | [6 empty] | AC | [7 empty] | NO
P7565N1E | Mobern Lighting Co | Mobern Lighting | RKBC48 (4 or 5)-LED30DMV40 | Indoor Retrofit Kit | Linear Ambient | Retrofit Kits for Direct Linear Ambient Luminaires | General Purpose | standard | NO | [10 empty] | 2018-05-08 | Dimmable | Continuous Below 10 | YES |  | XXXCBU | [25 empty] | 4.4 | 4313 | 143.77 | 30 | 8.8 | 0.939 | 4000 | 84 |  |  | 4 | NO | NO | NO | [8 empty] | 2018-11-02 | NO | NO | NO | [6 empty] | AC | [7 empty] | NO
PSA62D0O | Mobern Lighting Co | Mobern Lighting | RKBC48 (4 or 5)-LED30DMV50 | Indoor Retrofit Kit | Linear Ambient | Retrofit Kits for Direct Linear Ambient Luminaires | General Purpose | standard | NO | [10 empty] | 2018-05-08 | Dimmable | Continuous Below 10 | YES |  | XXXCBU | [25 empty] | 4.4 | 4442 | 148.07 | 30 | 8.8 | 0.939 | 5000 | 83 |  |  | 4 | NO | NO | NO | [8 empty] | 2018-11-02 | NO | NO | NO | [6 empty] | AC | [7 empty] | NO
PPCH9FTU | Mobern Lighting Co | Mobern Lighting | RKBC48 (4 or 5)-LED35DMV30 | Indoor Retrofit Kit | Linear Ambient | Retrofit Kits for Direct Linear Ambient Luminaires | General Purpose | standard | NO | [10 empty] | 2018-05-08 | Dimmable | Continuous Below 10 | YES |  | XXXCBU | [25 empty] | 4.4 | 4685 | 133.86 | 35 | 8.8 | 0.939 | 3000 | 84 |  |  | 4 | NO | NO | NO | [8 empty] | 2018-11-02 | NO | NO | NO | [6 empty] | AC | [7 empty] | NO
PBIB9MVY | Mobern Lighting Co | Mobern Lighting | RKBC48 (4 or 5)-LED35DMV35 | Indoor Retrofit Kit | Linear Ambient | Retrofit Kits for Direct Linear Ambient Luminaires | General Purpose | standard | NO | [10 empty] | 2018-05-08 | Dimmable | Continuous Below 10 | YES |  | XXXCBU | [25 empty] | 4.4 | 4764 | 136.11 | 35 | 8.8 | 0.939 | 3500 | 84 |  |  | 4 | NO | NO | NO | [8 empty] | 2018-11-02 | NO | NO | NO | [6 empty] | AC | [7 empty] | NO
P2PY6WNO | Mobern Lighting Co | Mobern Lighting | RKBC48 (4 or 5)-LED35DMV40 | Indoor Retrofit Kit | Linear Ambient | Retrofit Kits for Direct Linear Ambient Luminaires | General Purpose | standard | NO | [10 empty] | 2018-05-08 | Dimmable | Continuous Below 10 | YES |  | XXXCBU | [25 empty] | 4.4 | 4921 | 140.6 | 35 | 8.8 | 0.939 | 4000 | 84 |  |  | 4 | NO | NO | NO | [8 empty] | 2018-11-02 | NO | NO | NO | [6 empty] | AC | [7 empty] | NO
PGRE3WFS | Mobern Lighting Co | Mobern Lighting | RKBC48 (4 or 5)-LED35DMV50 | Indoor Retrofit Kit | Linear Ambient | Retrofit Kits for Direct Linear Ambient Luminaires | General Purpose | standard | NO | [10 empty] | 2018-05-08 | Dimmable | Continuous Below 10 | YES |  | XXXCBU | [25 empty] | 4.4 | 5069 | 144.83 | 35 | 8.8 | 0.939 | 5000 | 83 |  |  | 4 | NO | NO | NO | [8 empty] | 2018-11-02 | NO | NO | NO | [6 empty] | AC | [7 empty] | NO
PLELEC5W | Mobern Lighting Co | Mobern Lighting | RKBC48 (4 or 5)-LED48DMV30 | Indoor Retrofit Kit | Linear Ambient | Retrofit Kits for Direct Linear Ambient Luminaires | General Purpose | standard | NO | [10 empty] | 2018-05-08 | Dimmable | Continuous Below 10 | YES |  | XXXCBU | [25 empty] | 4.4 | 6244 | 130.08 | 48 | 8.8 | 0.939 | 3000 | 84 |  |  | 4 | NO | NO | NO | [8 empty] | 2018-11-02 | NO | NO | NO | [6 empty] | AC | [7 empty] | NO
P17U7UKO | Mobern Lighting Co | Mobern Lighting | RKBC48 (4 or 5)-LED48DMV35 | Indoor Retrofit Kit | Linear Ambient | Retrofit Kits for Direct Linear Ambient Luminaires | General Purpose | standard | NO | [10 empty] | 2018-05-08 | Dimmable | Continuous Below 10 | YES |  | XXXCBU | [25 empty] | 4.4 | 6349 | 132.27 | 48 | 8.8 | 0.939 | 3500 | 84 |  |  | 4 | NO | NO | NO | [8 empty] | 2018-11-02 | NO | NO | NO | [6 empty] | AC | [7 empty] | NO
PAZOO2K1 | Mobern Lighting Co | Mobern Lighting | RKBC48 (4 or 5)-LED48DMV40 | Indoor Retrofit Kit | Linear Ambient | Retrofit Kits for Direct Linear Ambient Luminaires | General Purpose | standard | NO | [10 empty] | 2018-05-08 | Dimmable | Continuous Below 10 | YES |  | XXXCBU | [25 empty] | 4.4 | 6559 | 136.65 | 48 | 8.8 | 0.939 | 4000 | 84 |  |  | 4 | NO | NO | NO | [8 empty] | 2018-11-02 | NO | NO | NO | [6 empty] | AC | [7 empty] | NO
PGNPHGBP | Mobern Lighting Co | Mobern Lighting | RKBC48 (4 or 5)-LED48DMV50 | Indoor Retrofit Kit | Linear Ambient | Retrofit Kits for Direct Linear Ambient Luminaires | General Purpose | standard | NO | [10 empty] | 2018-05-08 | Dimmable | Continuous Below 10 | YES |  | XXXCBU | [25 empty] | 4.4 | 6755 | 140.73 | 48 | 8.8 | 0.939 | 5000 | 83 |  |  | 4 | NO | NO | NO | [8 empty] | 2018-11-02 | NO | NO | NO | [6 empty] | AC | [7 empty] | NO
P4MLBA8R | Mobern Lighting Co | Mobern Lighting | RKBC48 (4 or 5)-LED57DMV30 | Indoor Retrofit Kit | Linear Ambient | Retrofit Kits for Direct Linear Ambient Luminaires | General Purpose | standard | YES |  | 7535.7 | 129.5 | 58.21 | 6.8 | 0.986 | 3114 | 83 | 5 | 50000 | 2018-05-08 | Dimmable | Continuous Below 10 | YES |  | XXXCBU | [15 empty] | 78.8 | [9 empty] | 4.4 | 7535.7 | 129.46 | 58.21 | 8.8 | 0.939 | 3000 | 84 |  |  | 4 | NO | NO | NO | [8 empty] | 2018-11-02 | NO | NO | NO | [6 empty] | AC | [7 empty] | NO
P7IGL2UB | Mobern Lighting Co | Mobern Lighting | RKBC48 (4 or 5)-LED57DMV35 | Indoor Retrofit Kit | Linear Ambient | Retrofit Kits for Direct Linear Ambient Luminaires | General Purpose | standard | NO | [10 empty] | 2018-05-08 | Dimmable | Continuous Below 10 | YES |  | XXXCBU | [25 empty] | 4.4 | 7662 | 131.63 | 58.21 | 8.8 | 0.939 | 3500 | 84 |  |  | 4 | NO | NO | NO | [8 empty] | 2018-11-02 | NO | NO | NO | [6 empty] | AC | [7 empty] | NO
PHCRVVO4 | Mobern Lighting Co | Mobern Lighting | RKBC48 (4 or 5)-LED57DMV40 | Indoor Retrofit Kit | Linear Ambient | Retrofit Kits for Direct Linear Ambient Luminaires | General Purpose | standard | NO | [10 empty] | 2018-05-08 | Dimmable | Continuous Below 10 | YES |  | XXXCBU | [25 empty] | 4.4 | 7916 | 135.99 | 58.21 | 8.8 | 0.939 | 4000 | 84 |  |  | 4 | NO | NO | NO | [8 empty] | 2018-11-02 | NO | NO | NO | [6 empty] | AC | [7 empty] | NO
P86TTX6X | Mobern Lighting Co | Mobern Lighting | RKBC48 (4 or 5)-LED57DMV50 | Indoor Retrofit Kit | Linear Ambient | Retrofit Kits for Direct Linear Ambient Luminaires | General Purpose | standard | YES |  | 7820.3 | 132.4 | 59.08 | 5.1 | 0.998 | 5259 | 83 | 5 | 50000 | 2018-05-08 | Dimmable | Continuous Below 10 | YES |  | XXXCBU | [15 empty] | 78.8 | [9 empty] | 4.4 | 8153 | 140.06 | 58.21 | 8.8 | 0.939 | 5000 | 83 |  |  | 4 | NO | NO | NO | [8 empty] | 2018-11-02 | NO | NO | NO | [6 empty] | AC | [7 empty] | NO
PLWPBGMK | Mobern Lighting Co | Mobern Lighting | RKBC96 (4 or 5)-LED118DMV30 | Indoor Retrofit Kit | Linear Ambient | Retrofit Kits for Direct Linear Ambient Luminaires | General Purpose | standard | NO | [10 empty] | 2018-05-08 | Dimmable | Continuous Below 10 | YES |  | XXXCBU | [25 empty] | 4.4 | 15071.4 | 129.46 | 116.42 | 8.8 | 0.939 | 3000 | 84 |  |  | 8 | NO | NO | NO | [8 empty] | 2018-11-02 | NO | NO | NO | [6 empty] | AC | [7 empty] | NO
PAIPE99G | Mobern Lighting Co | Mobern Lighting | RKBC96 (4 or 5)-LED118DMV35 | Indoor Retrofit Kit | Linear Ambient | Retrofit Kits for Direct Linear Ambient Luminaires | General Purpose | standard | NO | [10 empty] | 2018-05-08 | Dimmable | Continuous Below 10 | YES | Updated on 09/04/2018 | XXXCBU | [25 empty] | 4.4 | 15324 | 131.63 | 116.42 | 8.8 | 0.939 | 3500 | 84 |  |  | 8 | NO | NO | NO | [8 empty] | 2018-11-02 | NO | NO | NO | [6 empty] | AC | [7 empty] | NO
PRHS2T47 | Mobern Lighting Co | Mobern Lighting | RKBC96 (4 or 5)-LED118DMV40 | Indoor Retrofit Kit | Linear Ambient | Retrofit Kits for Direct Linear Ambient Luminaires | General Purpose | standard | NO | [10 empty] | 2018-05-08 | Dimmable | Continuous Below 10 | YES |  | XXXCBU | [25 empty] | 4.4 | 15832 | 135.99 | 116.42 | 8.8 | 0.939 | 4000 | 84 |  |  | 8 | NO | NO | NO | [8 empty] | 2018-11-02 | NO | NO | NO | [6 empty] | AC | [7 empty] | NO
P0BG1F5Y | Mobern Lighting Co | Mobern Lighting | RKBC96 (4 or 5)-LED118DMV50 | Indoor Retrofit Kit | Linear Ambient | Retrofit Kits for Direct Linear Ambient Luminaires | General Purpose | standard | NO | [10 empty] | 2018-05-08 | Dimmable | Continuous Below 10 | YES |  | XXXCBU | [25 empty] | 4.4 | 16306 | 140.06 | 116.42 | 8.8 | 0.939 | 5000 | 83 |  |  | 8 | NO | NO | NO | [8 empty] | 2018-11-02 | NO | NO | NO | [6 empty] | AC | [7 empty] | NO
PXXXXX99 | Mobern Lighting Co | Mobern Lighting | RKBC96 (4 or 5)-LED48DMV30 | Indoor Retrofit Kit | Linear Ambient | Retrofit Kits for Direct Linear Ambient Luminaires | General Purpose | standard | NO | [10 empty] | 2018-05-08 | Dimmable | Continuous Below 10 | YES |  | XXXCBU | [25 empty] | 4.4 | 6606 | 137.63 | 48 | 8.8 | 0.939 | 3000 | 84 |  |  | 8 | NO | NO | NO | [8 empty] | 2018-11-02 | NO | NO | NO | [6 empty] | AC | [7 empty] | NO
PQ6Q9ZVT | Mobern Lighting Co | Mobern Lighting | RKBC96 (4 or 5)-LED48DMV35 | Indoor Retrofit Kit | Linear Ambient | Retrofit Kits for Direct Linear Ambient Luminaires | General Purpose | standard | NO | [10 empty] | 2018-05-08 | Dimmable | Continuous Below 10 | YES | Updated on 09/04/2018 | XXXCBU | [25 empty] | 4.4 | 6718 | 139.96 | 48 | 8.8 | 0.939 | 3500 | 84 |  |  | 8 | NO | NO | NO | [8 empty] | 2018-11-02 | NO | NO | NO | [6 empty] | AC | [7 empty] | NO
P6CIH99T | Mobern Lighting Co | Mobern Lighting | RKBC96 (4 or 5)-LED48DMV40 | Indoor Retrofit Kit | Linear Ambient | Retrofit Kits for Direct Linear Ambient Luminaires | General Purpose | standard | NO | [10 empty] | 2018-05-08 | Dimmable | Continuous Below 10 | YES |  | XXXCBU | [25 empty] | 4.4 | 6940 | 144.58 | 48 | 8.8 | 0.939 | 4000 | 84 |  |  | 8 | NO | NO | NO | [8 empty] | 2018-11-02 | NO | NO | NO | [6 empty] | AC | [7 empty] | NO
P1T69PN3 | Mobern Lighting Co | Mobern Lighting | RKBC96 (4 or 5)-LED48DMV50 | Indoor Retrofit Kit | Linear Ambient | Retrofit Kits for Direct Linear Ambient Luminaires | General Purpose | standard | NO | [10 empty] | 2018-05-08 | Dimmable | Continuous Below 10 | YES |  | XXXCBU | [25 empty] | 4.4 | 7148 | 148.92 | 48 | 8.8 | 0.939 | 5000 | 83 |  |  | 8 | NO | NO | NO | [8 empty] | 2018-11-02 | NO | NO | NO | [6 empty] | AC | [7 empty] | NO
PJBU8OHE | Mobern Lighting Co | Mobern Lighting | RKBC96 (4 or 5)-LED60DMV30 | Indoor Retrofit Kit | Linear Ambient | Retrofit Kits for Direct Linear Ambient Luminaires | General Purpose | standard | NO | [10 empty] | 2018-05-08 | Dimmable | Continuous Below 10 | YES | Updated on 09/04/2018 | XXXCBU | [25 empty] | 4.4 | 8212 | 136.87 | 60 | 8.8 | 0.939 | 3000 | 84 |  |  | 8 | NO | NO | NO | [8 empty] | 2018-11-02 | NO | NO | NO | [6 empty] | AC | [7 empty] | NO
PT9WV6I9 | Mobern Lighting Co | Mobern Lighting | RKBC96 (4 or 5)-LED60DMV35 | Indoor Retrofit Kit | Linear Ambient | Retrofit Kits for Direct Linear Ambient Luminaires | General Purpose | standard | NO | [10 empty] | 2018-05-08 | Dimmable | Continuous Below 10 | YES | Updated on 09/04/2018 | XXXCBU | [25 empty] | 4.4 | 8350 | 139.17 | 60 | 8.8 | 0.939 | 3500 | 84 |  |  | 8 | NO | NO | NO | [8 empty] | 2018-11-02 | NO | NO | NO | [6 empty] | AC | [7 empty] | NO
P6KAF6TP | Mobern Lighting Co | Mobern Lighting | RKBC96 (4 or 5)-LED60DMV40 | Indoor Retrofit Kit | Linear Ambient | Retrofit Kits for Direct Linear Ambient Luminaires | General Purpose | standard | NO | [10 empty] | 2018-05-08 | Dimmable | Continuous Below 10 | YES |  | XXXCBU | [25 empty] | 4.4 | 8626 | 143.77 | 60 | 8.8 | 0.939 | 4000 | 84 |  |  | 8 | NO | NO | NO | [8 empty] | 2018-11-02 | NO | NO | NO | [6 empty] | AC | [7 empty] | NO
PCPCD6IH | Mobern Lighting Co | Mobern Lighting | RKBC96 (4 or 5)-LED60DMV50 | Indoor Retrofit Kit | Linear Ambient | Retrofit Kits for Direct Linear Ambient Luminaires | General Purpose | standard | NO | [10 empty] | 2018-05-08 | Dimmable | Continuous Below 10 | YES |  | XXXCBU | [25 empty] | 4.4 | 8884 | 148.07 | 60 | 8.8 | 0.939 | 5000 | 83 |  |  | 8 | NO | NO | NO | [8 empty] | 2018-11-02 | NO | NO | NO | [6 empty] | AC | [7 empty] | NO
PL093HFN | Mobern Lighting Co | Mobern Lighting | RKBC96 (4 or 5)-LED70DMV30 | Indoor Retrofit Kit | Linear Ambient | Retrofit Kits for Direct Linear Ambient Luminaires | General Purpose | standard | NO | [10 empty] | 2018-05-08 | Dimmable | Continuous Below 10 | YES |  | XXXCBU | [25 empty] | 4.4 | 9370 | 133.86 | 70 | 8.8 | 0.939 | 3000 | 84 |  |  | 8 | NO | NO | NO | [8 empty] | 2018-11-02 | NO | NO | NO | [6 empty] | AC | [7 empty] | NO
PJUBECY4 | Mobern Lighting Co | Mobern Lighting | RKBC96 (4 or 5)-LED70DMV35 | Indoor Retrofit Kit | Linear Ambient | Retrofit Kits for Direct Linear Ambient Luminaires | General Purpose | standard | NO | [10 empty] | 2018-05-08 | Dimmable | Continuous Below 10 | YES | Updated on 09/04/2018 | XXXCBU | [25 empty] | 4.4 | 9528 | 136.11 | 70 | 8.8 | 0.939 | 3500 | 84 |  |  | 8 | NO | NO | NO | [8 empty] | 2018-11-02 | NO | NO | NO | [6 empty] | AC | [7 empty] | NO
P6KFGR5H | Mobern Lighting Co | Mobern Lighting | RKBC96 (4 or 5)-LED70DMV40 | Indoor Retrofit Kit | Linear Ambient | Retrofit Kits for Direct Linear Ambient Luminaires | General Purpose | standard | NO | [10 empty] | 2018-05-08 | Dimmable | Continuous Below 10 | YES |  | XXXCBU | [25 empty] | 4.4 | 9842 | 140.6 | 70 | 8.8 | 0.939 | 4000 | 84 |  |  | 8 | NO | NO | NO | [8 empty] | 2018-11-02 | NO | NO | NO | [6 empty] | AC | [7 empty] | NO
PHW5QXTH | Mobern Lighting Co | Mobern Lighting | RKBC96 (4 or 5)-LED70DMV50 | Indoor Retrofit Kit | Linear Ambient | Retrofit Kits for Direct Linear Ambient Luminaires | General Purpose | standard | NO | [10 empty] | 2018-05-08 | Dimmable | Continuous Below 10 | YES |  | XXXCBU | [25 empty] | 4.4 | 10138 | 144.83 | 70 | 8.8 | 0.939 | 5000 | 83 |  |  | 8 | NO | NO | NO | [8 empty] | 2018-11-02 | NO | NO | NO | [6 empty] | AC | [7 empty] | NO
P1FTO5J3 | Mobern Lighting Co | Mobern Lighting | RKBC96 (4 or 5)-LED97DMV30 | Indoor Retrofit Kit | Linear Ambient | Retrofit Kits for Direct Linear Ambient Luminaires | General Purpose | standard | NO | [10 empty] | 2018-05-08 | Dimmable | Continuous Below 10 | YES | Updated on 09/04/2018 | XXXCBU | [25 empty] | 4.4 | 12488 | 130.08 | 96 | 8.8 | 0.939 | 3000 | 84 |  |  | 8 | NO | NO | NO | [8 empty] | 2018-11-02 | NO | NO | NO | [6 empty] | AC | [7 empty] | NO
PTW5CRGJ | Mobern Lighting Co | Mobern Lighting | RKBC96 (4 or 5)-LED97DMV35 | Indoor Retrofit Kit | Linear Ambient | Retrofit Kits for Direct Linear Ambient Luminaires | General Purpose | standard | NO | [10 empty] | 2018-05-08 | Dimmable | Continuous Below 10 | YES | Updated on 09/04/2018 | XXXCBU | [25 empty] | 4.4 | 12698 | 132.27 | 96 | 8.8 | 0.939 | 3500 | 84 |  |  | 8 | NO | NO | NO | [8 empty] | 2018-11-02 | NO | NO | NO | [6 empty] | AC | [7 empty] | NO
P1QJQ2XM | Mobern Lighting Co | Mobern Lighting | RKBC96 (4 or 5)-LED97DMV40 | Indoor Retrofit Kit | Linear Ambient | Retrofit Kits for Direct Linear Ambient Luminaires | General Purpose | standard | NO | [10 empty] | 2018-05-08 | Dimmable | Continuous Below 10 | YES | Updated on 09/04/2018 | XXXCBU | [25 empty] | 4.4 | 13118 | 136.65 | 96 | 8.8 | 0.939 | 4000 | 84 |  |  | 8 | NO | NO | NO | [8 empty] | 2018-11-02 | NO | NO | NO | [6 empty] | AC | [7 empty] | NO
PMZF0TVX | Mobern Lighting Co | Mobern Lighting | RKBC96 (4 or 5)-LED97DMV50 | Indoor Retrofit Kit | Linear Ambient | Retrofit Kits for Direct Linear Ambient Luminaires | General Purpose | standard | NO | [10 empty] | 2018-05-08 | Dimmable | Continuous Below 10 | YES | Updated on 09/04/2018 | XXXCBU | [25 empty] | 4.4 | 13510 | 140.73 | 96 | 8.8 | 0.939 | 5000 | 83 |  |  | 8 | NO | NO | NO | [8 empty] | 2018-11-02 | NO | NO | NO | [6 empty] | AC | [7 empty] | NO
PL32TRBUJDTH | Mobern Lighting Co | Mobern Lighting | RKBCR48LED30DMV30 | Indoor Retrofit Kit | Linear Ambient | Retrofit Kits for Direct Linear Ambient Luminaires | NO | standard | YES |  | 3529 | 119.2 | 29.6 | 12 | 0.928 | 3100 | 84 | 5 | 50000 | 2019-02-01 | Dimmable | Continuous Below 10 | YES |  | VVVXUW | [15 empty] | 66 | [9 empty] | 4.4 | 3529 | 119.22 | 29.6 | 12 | 0.93 | 3000 | 84 |  |  | Contact DLC | NO | NO | NO | [8 empty] | 2019-02-01 | NO | NO | NO | [6 empty] | AC | [7 empty] | NO
PLR8HIHQF8EZ | Mobern Lighting Co | Mobern Lighting | RKBCR48LED30DMV35 | Indoor Retrofit Kit | Linear Ambient | Retrofit Kits for Direct Linear Ambient Luminaires | NO | standard | NO | [10 empty] | 2019-02-01 | Dimmable | Continuous Below 10 | YES |  | VVVXUW | [25 empty] | 4.4 | 3687 | 124.56 | 29.6 | 12 | 0.93 | 3500 | 84 |  |  | Contact DLC | NO | NO | NO | [8 empty] | 2019-02-01 | NO | NO | NO | [6 empty] | AC | [7 empty] | NO
PLKJGRGJ3LHN | Mobern Lighting Co | Mobern Lighting | RKBCR48LED30DMV40 | Indoor Retrofit Kit | Linear Ambient | Retrofit Kits for Direct Linear Ambient Luminaires | NO | standard | NO | [10 empty] | 2019-02-01 | Dimmable | Continuous Below 10 | YES |  | VVVXUW | [25 empty] | 4.4 | 3827 | 129.29 | 29.6 | 12 | 0.93 | 4000 | 84 |  |  | Contact DLC | NO | NO | NO | [8 empty] | 2019-02-01 | NO | NO | NO | [6 empty] | AC | [7 empty] | NO
PLNQEUHXU76M | Mobern Lighting Co | Mobern Lighting | RKBCR48LED30DMV50 | Indoor Retrofit Kit | Linear Ambient | Retrofit Kits for Direct Linear Ambient Luminaires | NO | standard | NO | [10 empty] | 2019-02-01 | Dimmable | Continuous Below 10 | YES |  | VVVXUW | [25 empty] | 4.4 | 3896 | 131.62 | 29.6 | 12 | 0.93 | 5000 | 84 |  |  | Contact DLC | NO | NO | NO | [8 empty] | 2019-02-01 | NO | NO | NO | [6 empty] | AC | [7 empty] | NO
PL3I383WWJJW | Mobern Lighting Co | Mobern Lighting | RKBCR48LED41DMV30 | Indoor Retrofit Kit | Linear Ambient | Retrofit Kits for Direct Linear Ambient Luminaires | NO | standard | NO | [10 empty] | 2019-02-01 | Dimmable | Continuous Below 10 | YES |  | VVVXUW | [25 empty] | 4.4 | 4918 | 119.66 | 41.1 | 12 | 0.93 | 3000 | 84 |  |  | Contact DLC | NO | NO | NO | [8 empty] | 2019-02-01 | NO | NO | NO | [6 empty] | AC | [7 empty] | NO
PLPTSEREP42M | Mobern Lighting Co | Mobern Lighting | RKBCR48LED41DMV35 | Indoor Retrofit Kit | Linear Ambient | Retrofit Kits for Direct Linear Ambient Luminaires | NO | standard | NO | [10 empty] | 2019-02-01 | Dimmable | Continuous Below 10 | YES |  | VVVXUW | [25 empty] | 4.4 | 4918 | 119.66 | 41.1 | 12 | 0.93 | 3500 | 84 |  |  | Contact DLC | NO | NO | NO | [8 empty] | 2019-02-01 | NO | NO | NO | [6 empty] | AC | [7 empty] | NO
PLUBXHU8XUC5 | Mobern Lighting Co | Mobern Lighting | RKBCR48LED41DMV40 | Indoor Retrofit Kit | Linear Ambient | Retrofit Kits for Direct Linear Ambient Luminaires | NO | standard | NO | [10 empty] | 2019-02-01 | Dimmable | Continuous Below 10 | YES |  | VVVXUW | [25 empty] | 4.4 | 5103 | 124.16 | 41.1 | 12 | 0.93 | 4000 | 84 |  |  | Contact DLC | NO | NO | NO | [8 empty] | 2019-02-01 | NO | NO | NO | [6 empty] | AC | [7 empty] | NO
PLKOWVGBNSTU | Mobern Lighting Co | Mobern Lighting | RKBCR48LED41DMV50 | Indoor Retrofit Kit | Linear Ambient | Retrofit Kits for Direct Linear Ambient Luminaires | NO | standard | NO | [10 empty] | 2019-02-01 | Dimmable | Continuous Below 10 | YES |  | VVVXUW | [25 empty] | 4.4 | 5196 | 126.42 | 41.1 | 12 | 0.93 | 5000 | 84 |  |  | Contact DLC | NO | NO | NO | [8 empty] | 2019-02-01 | NO | NO | NO | [6 empty] | AC | [7 empty] | NO
PLKBM2LOQDHV | Mobern Lighting Co | Mobern Lighting | RKBCR48LED58DMV30 | Indoor Retrofit Kit | Linear Ambient | Retrofit Kits for Direct Linear Ambient Luminaires | NO | standard | YES |  | 6717 | 115.4 | 58.2 | 3.8 | 0.975 | 3180 | 84 | 5 | 50000 | 2019-02-01 | Dimmable | Continuous Below 10 | YES |  | VVVXUW | [15 empty] | 66 | [9 empty] | 4.4 | 6717 | 115.41 | 58.2 | 3.8 | 0.98 | 3000 | 84 |  |  | Contact DLC | NO | NO | NO | [8 empty] | 2019-02-01 | NO | NO | NO | [6 empty] | AC | [7 empty] | NO
PLI0BYJJELEC | Mobern Lighting Co | Mobern Lighting | RKBCR48LED58DMV35 | Indoor Retrofit Kit | Linear Ambient | Retrofit Kits for Direct Linear Ambient Luminaires | NO | standard | NO | [10 empty] | 2019-02-01 | Dimmable | Continuous Below 10 | YES |  | VVVXUW | [25 empty] | 4.4 | 6758 | 116.12 | 58.2 | 3.8 | 0.98 | 3500 | 84 |  |  | Contact DLC | NO | NO | NO | [8 empty] | 2019-02-01 | NO | NO | NO | [6 empty] | AC | [7 empty] | NO
PLZFJ54WGJGN | Mobern Lighting Co | Mobern Lighting | RKBCR48LED58DMV40 | Indoor Retrofit Kit | Linear Ambient | Retrofit Kits for Direct Linear Ambient Luminaires | NO | standard | NO | [10 empty] | 2019-02-01 | Dimmable | Continuous Below 10 | YES |  | VVVXUW | [25 empty] | 4.4 | 7013 | 120.5 | 58.2 | 3.8 | 0.98 | 4000 | 84 |  |  | Contact DLC | NO | NO | NO | [8 empty] | 2019-02-01 | NO | NO | NO | [6 empty] | AC | [7 empty] | NO
PL05WEEESO3A | Mobern Lighting Co | Mobern Lighting | RKBCR48LED58DMV50 | Indoor Retrofit Kit | Linear Ambient | Retrofit Kits for Direct Linear Ambient Luminaires | NO | standard | NO | [10 empty] | 2019-02-01 | Dimmable | Continuous Below 10 | YES |  | VVVXUW | [25 empty] | 4.4 | 7141 | 122.7 | 58.2 | 3.8 | 0.98 | 5000 | 84 |  |  | Contact DLC | NO | NO | NO | [8 empty] | 2019-02-01 | NO | NO | NO | [6 empty] | AC | [7 empty] | NO
PL2ZIA3S5SV0 | Mobern Lighting Co | Mobern Lighting | RKBCR96LED116DMV30 | Indoor Retrofit Kit | Linear Ambient | Retrofit Kits for Direct Linear Ambient Luminaires | NO | standard | NO | [10 empty] | 2019-02-01 | Dimmable | Continuous Below 10 | YES |  | VVVXUW | [25 empty] | 4.4 | 13434 | 115.41 | 116.4 | 3.8 | 0.98 | 3000 | 84 |  |  | Contact DLC | NO | NO | NO | [8 empty] | 2019-02-01 | NO | NO | NO | [6 empty] | AC | [7 empty] | NO
PLA1QPTOREOF | Mobern Lighting Co | Mobern Lighting | RKBCR96LED116DMV35 | Indoor Retrofit Kit | Linear Ambient | Retrofit Kits for Direct Linear Ambient Luminaires | NO | standard | NO | [10 empty] | 2019-02-01 | Dimmable | Continuous Below 10 | YES |  | VVVXUW | [25 empty] | 4.4 | 13516 | 116.12 | 116.4 | 3.8 | 0.98 | 3500 | 84 |  |  | Contact DLC | NO | NO | NO | [8 empty] | 2019-02-01 | NO | NO | NO | [6 empty] | AC | [7 empty] | NO
PLYH5605R464 | Mobern Lighting Co | Mobern Lighting | RKBCR96LED116DMV40 | Indoor Retrofit Kit | Linear Ambient | Retrofit Kits for Direct Linear Ambient Luminaires | NO | standard | NO | [10 empty] | 2019-02-01 | Dimmable | Continuous Below 10 | YES |  | VVVXUW | [25 empty] | 4.4 | 14026 | 120.5 | 116.4 | 3.8 | 0.98 | 4000 | 84 |  |  | Contact DLC | NO | NO | NO | [8 empty] | 2019-02-01 | NO | NO | NO | [6 empty] | AC | [7 empty] | NO
PL7M6MO52XPX | Mobern Lighting Co | Mobern Lighting | RKBCR96LED116DMV50 | Indoor Retrofit Kit | Linear Ambient | Retrofit Kits for Direct Linear Ambient Luminaires | NO | standard | NO | [10 empty] | 2019-02-01 | Dimmable | Continuous Below 10 | YES |  | VVVXUW | [25 empty] | 4.4 | 14282 | 122.7 | 116.4 | 3.8 | 0.98 | 5000 | 84 |  |  | Contact DLC | NO | NO | NO | [8 empty] | 2019-02-01 | NO | NO | NO | [6 empty] | AC | [7 empty] | NO
PLLGRFSRIT2U | Mobern Lighting Co | Mobern Lighting | RKBCR96LED60DMV30 | Indoor Retrofit Kit | Linear Ambient | Retrofit Kits for Direct Linear Ambient Luminaires | NO | standard | NO | [10 empty] | 2019-02-01 | Dimmable | Continuous Below 10 | YES |  | VVVXUW | [25 empty] | 4.4 | 7058 | 119.22 | 59.2 | 12 | 0.93 | 3000 | 84 |  |  | Contact DLC | NO | NO | NO | [8 empty] | 2019-02-01 | NO | NO | NO | [6 empty] | AC | [7 empty] | NO
PL9HLQ8TES3D | Mobern Lighting Co | Mobern Lighting | RKBCR96LED60DMV35 | Indoor Retrofit Kit | Linear Ambient | Retrofit Kits for Direct Linear Ambient Luminaires | NO | standard | NO | [10 empty] | 2019-02-01 | Dimmable | Continuous Below 10 | YES |  | VVVXUW | [25 empty] | 4.4 | 7374 | 124.56 | 59.2 | 12 | 0.93 | 3500 | 84 |  |  | Contact DLC | NO | NO | NO | [8 empty] | 2019-02-01 | NO | NO | NO | [6 empty] | AC | [7 empty] | NO
PLFD5D7U7YE9 | Mobern Lighting Co | Mobern Lighting | RKBCR96LED60DMV40 | Indoor Retrofit Kit | Linear Ambient | Retrofit Kits for Direct Linear Ambient Luminaires | NO | standard | NO | [10 empty] | 2019-02-01 | Dimmable | Continuous Below 10 | YES |  | VVVXUW | [25 empty] | 4.4 | 7654 | 129.29 | 59.2 | 12 | 0.93 | 4000 | 84 |  |  | Contact DLC | NO | NO | NO | [8 empty] | 2019-02-01 | NO | NO | NO | [6 empty] | AC | [7 empty] | NO
PLX9HJLMDD96 | Mobern Lighting Co | Mobern Lighting | RKBCR96LED60DMV50 | Indoor Retrofit Kit | Linear Ambient | Retrofit Kits for Direct Linear Ambient Luminaires | NO | standard | NO | [10 empty] | 2019-02-01 | Dimmable | Continuous Below 10 | YES |  | VVVXUW | [25 empty] | 4.4 | 7792 | 131.62 | 59.2 | 12 | 0.93 | 5000 | 84 |  |  | Contact DLC | NO | NO | NO | [8 empty] | 2019-02-01 | NO | NO | NO | [6 empty] | AC | [7 empty] | NO
PLVM11ON9LRX | Mobern Lighting Co | Mobern Lighting | RKBCR96LED82DMV30 | Indoor Retrofit Kit | Linear Ambient | Retrofit Kits for Direct Linear Ambient Luminaires | NO | standard | NO | [10 empty] | 2019-02-01 | Dimmable | Continuous Below 10 | YES |  | VVVXUW | [25 empty] | 4.4 | 9836 | 119.66 | 82.2 | 12 | 0.93 | 3000 | 84 |  |  | Contact DLC | NO | NO | NO | [8 empty] | 2019-02-01 | NO | NO | NO | [6 empty] | AC | [7 empty] | NO
PLDHJ8BYLXOB | Mobern Lighting Co | Mobern Lighting | RKBCR96LED82DMV35 | Indoor Retrofit Kit | Linear Ambient | Retrofit Kits for Direct Linear Ambient Luminaires | NO | standard | NO | [10 empty] | 2019-02-01 | Dimmable | Continuous Below 10 | YES |  | VVVXUW | [25 empty] | 4.4 | 9836 | 119.66 | 82.2 | 12 | 0.93 | 3500 | 84 |  |  | Contact DLC | NO | NO | NO | [8 empty] | 2019-02-01 | NO | NO | NO | [6 empty] | AC | [7 empty] | NO
PLPXI2ZRNHUZ | Mobern Lighting Co | Mobern Lighting | RKBCR96LED82DMV40 | Indoor Retrofit Kit | Linear Ambient | Retrofit Kits for Direct Linear Ambient Luminaires | NO | standard | NO | [10 empty] | 2019-02-01 | Dimmable | Continuous Below 10 | YES |  | VVVXUW | [25 empty] | 4.4 | 10206 | 124.16 | 82.2 | 12 | 0.93 | 4000 | 84 |  |  | Contact DLC | NO | NO | NO | [8 empty] | 2019-02-01 | NO | NO | NO | [6 empty] | AC | [7 empty] | NO
PLU27325QH0Z | Mobern Lighting Co | Mobern Lighting | RKBCR96LED82DMV50 | Indoor Retrofit Kit | Linear Ambient | Retrofit Kits for Direct Linear Ambient Luminaires | NO | standard | NO | [10 empty] | 2019-02-01 | Dimmable | Continuous Below 10 | YES |  | VVVXUW | [25 empty] | 4.4 | 10392 | 126.42 | 82.2 | 12 | 0.93 | 5000 | 84 |  |  | Contact DLC | NO | NO | NO | [8 empty] | 2019-02-01 | NO | NO | NO | [6 empty] | AC | [7 empty] | NO
PPYGSUAR | Mobern Lighting Co | Mobern Lighting | RKDIS22-LED15FRDMV30 | Indoor Retrofit Kit | Troffer | Integrated Retrofit Kits for 2x2 Luminaires | NO | Premium | YES |  | 1847 | 124.8 | 14.8 | 9.9 | 0.949 | 3115 | 83 | 5 |  | 2016-12-19 | Dimmable | Continuous Below 10 | YES |  | FFFHJM | [15 empty] | 76.7 |  | 1.2 | 1.34 | [6 empty] | 4.4 | 1847 | 124.97 | 14.78 | 5.02 | 1 | 3115 | 83 |  |  |  | NO | NO | NO | 2018-05-02 | 4.3 |  | Premium |  |  |  |  | 2018-11-02 | NO | NO | NO | [6 empty] | AC | [7 empty] | NO
P1VE72U9 | Mobern Lighting Co | Mobern Lighting | RKDIS22-LED15FRDMV35 | Indoor Retrofit Kit | Troffer | Integrated Retrofit Kits for 2x2 Luminaires | NO | Premium | NO | [10 empty] | 2016-12-19 | Dimmable | Continuous Below 10 | YES |  | FFFHJM | [25 empty] | 4.4 | 1870 | 126 | 14.78 | 5.02 | 1 | 3500 | 83 |  |  |  | NO | NO | NO | 2018-05-02 | 4.3 |  | Premium |  |  |  |  | 2018-11-02 | NO | NO | NO | [6 empty] | AC | [7 empty] | NO
PEM5XMK4 | Mobern Lighting Co | Mobern Lighting | RKDIS22-LED15FRDMV40 | Indoor Retrofit Kit | Troffer | Integrated Retrofit Kits for 2x2 Luminaires | NO | Premium | NO | [10 empty] | 2016-12-19 | Dimmable | Continuous Below 10 | YES |  | FFFHJM | [25 empty] | 4.4 | 1925 | 130 | 14.78 | 5.02 | 1 | 4000 | 83 |  |  |  | NO | NO | NO | 2018-05-02 | 4.3 |  | Premium |  |  |  |  | 2018-11-02 | NO | NO | NO | [6 empty] | AC | [7 empty] | NO
PJHTDYAT | Mobern Lighting Co | Mobern Lighting | RKDIS22-LED15FRDMV50 | Indoor Retrofit Kit | Troffer | Integrated Retrofit Kits for 2x2 Luminaires | NO | Premium | NO | [10 empty] | 2016-12-19 | Dimmable | Continuous Below 10 | YES |  | FFFHJM | [25 empty] | 4.4 | 1985 | 134 | 14.78 | 5.02 | 1 | 5000 | 83 |  |  |  | NO | NO | NO | 2018-05-02 | 4.3 |  | Premium |  |  |  |  | 2018-11-02 | NO | NO | NO | [6 empty] | AC | [7 empty] | NO
PKW9JTCC | Mobern Lighting Co | Mobern Lighting | RKDIS22-LED20FRDMV30 | Indoor Retrofit Kit | Troffer | Integrated Retrofit Kits for 2x2 Luminaires | NO | Premium | NO | [10 empty] | 2016-12-19 | Dimmable | Continuous Below 10 | YES |  | FFFHJM | [25 empty] | 4.4 | 2570 | 128 | 20 | 5.02 | 1 | 3000 | 83 |  |  |  | NO | NO | NO | 2018-05-02 | 4.3 |  | Premium |  |  |  |  | 2018-11-02 | NO | NO | NO | [6 empty] | AC | [7 empty] | NO
PDVRK7YC | Mobern Lighting Co | Mobern Lighting | RKDIS22-LED20FRDMV35 | Indoor Retrofit Kit | Troffer | Integrated Retrofit Kits for 2x2 Luminaires | NO | Premium | NO | [10 empty] | 2016-12-19 | Dimmable | Continuous Below 10 | YES |  | FFFHJM | [25 empty] | 4.4 | 2610 | 130 | 20 | 5.02 | 1 | 3500 | 83 |  |  |  | NO | NO | NO | 2018-05-02 | 4.3 |  | Premium |  |  |  |  | 2018-11-02 | NO | NO | NO | [6 empty] | AC | [7 empty] | NO
P7TM1MWU | Mobern Lighting Co | Mobern Lighting | RKDIS22-LED20FRDMV40 | Indoor Retrofit Kit | Troffer | Integrated Retrofit Kits for 2x2 Luminaires | NO | Premium | NO | [10 empty] | 2016-12-19 | Dimmable | Continuous Below 10 | YES |  | FFFHJM | [25 empty] | 4.4 | 2690 | 134 | 20 | 5.02 | 1 | 4000 | 83 |  |  |  | NO | NO | NO | 2018-05-02 | 4.3 |  | Premium |  |  |  |  | 2018-11-02 | NO | NO | NO | [6 empty] | AC | [7 empty] | NO
P84477AD | Mobern Lighting Co | Mobern Lighting | RKDIS22-LED20FRDMV50 | Indoor Retrofit Kit | Troffer | Integrated Retrofit Kits for 2x2 Luminaires | NO | Premium | NO | [10 empty] | 2016-12-19 | Dimmable | Continuous Below 10 | YES |  | FFFHJM | [25 empty] | 4.4 | 2770 | 138 | 20 | 5.02 | 1 | 5000 | 83 |  |  |  | NO | NO | NO | 2018-05-02 | 4.3 |  | Premium |  |  |  |  | 2018-11-02 | NO | NO | NO | [6 empty] | AC | [7 empty] | NO
PQYN5A7R | Mobern Lighting Co | Mobern Lighting | RKDIS22-LED24FRDMV30 | Indoor Retrofit Kit | Troffer | Integrated Retrofit Kits for 2x2 Luminaires | NO | Premium | NO | [10 empty] | 2016-12-19 | Dimmable | Continuous Below 10 | YES |  | FFFHJM | [25 empty] | 4.4 | 2942.2 | 124 | 23.7 | 3.9 | 1 | 3000 | 83 |  |  |  | NO | NO | NO | 2018-05-02 | 4.3 |  | Premium |  |  |  |  | 2018-11-02 | NO | NO | NO | [6 empty] | AC | [7 empty] | NO
P9FXHR6B | Mobern Lighting Co | Mobern Lighting | RKDIS22-LED24FRDMV35 | Indoor Retrofit Kit | Troffer | Integrated Retrofit Kits for 2x2 Luminaires | NO | Premium | NO | [10 empty] | 2016-12-19 | Dimmable | Continuous Below 10 | YES |  | FFFHJM | [25 empty] | 4.4 | 2985 | 125 | 23.7 | 3.9 | 1 | 3500 | 83 |  |  |  | NO | NO | NO | 2018-05-02 | 4.3 |  | Premium |  |  |  |  | 2018-11-02 | NO | NO | NO | [6 empty] | AC | [7 empty] | NO
P2QMQW1N | Mobern Lighting Co | Mobern Lighting | RKDIS22-LED24FRDMV40 | Indoor Retrofit Kit | Troffer | Integrated Retrofit Kits for 2x2 Luminaires | NO | Premium | NO | [10 empty] | 2016-12-19 | Dimmable | Continuous Below 10 | YES |  | FFFHJM | [25 empty] | 4.4 | 3080 | 129 | 23.7 | 3.9 | 1 | 4000 | 83 |  |  |  | NO | NO | NO | 2018-05-02 | 4.3 |  | Premium |  |  |  |  | 2018-11-02 | NO | NO | NO | [6 empty] | AC | [7 empty] | NO
PS00LAC7 | Mobern Lighting Co | Mobern Lighting | RKDIS22-LED24FRDMV40-C | Indoor Retrofit Kit | Troffer | Integrated Retrofit Kits for 2x2 Luminaires | General Purpose | Premium | YES |  | 2982 | 122.2 | 24.4 | 13.2 | 0.942 | 4020 | 83 | 5 | 50000 | 2018-03-27 | Dimmable | Continuous Below 10 | YES |  | JJJNKB | [15 empty] | 77.1 |  | 1.2 | 1.28 | [6 empty] | 4.4 | 3031.8 | 123.8 | 24.48 | 13.2 | 0.942 | 4000 | 83 |  |  |  | NO | NO | NO | [8 empty] | 2018-11-02 | NO | NO | NO | [6 empty] | AC | [7 empty] | NO
P1GNMP8M | Mobern Lighting Co | Mobern Lighting | RKDIS22-LED24FRDMV50 | Indoor Retrofit Kit | Troffer | Integrated Retrofit Kits for 2x2 Luminaires | NO | Premium | NO | [10 empty] | 2016-12-19 | Dimmable | Continuous Below 10 | YES |  | FFFHJM | [25 empty] | 4.4 | 3170 | 133 | 23.7 | 3.9 | 1 | 5000 | 83 |  |  |  | NO | NO | NO | 2018-05-02 | 4.3 |  | Premium |  |  |  |  | 2018-11-02 | NO | NO | NO | [6 empty] | AC | [7 empty] | NO
PYM92YJ7 | Mobern Lighting Co | Mobern Lighting | RKDIS24-LED28FRDMV30 | Indoor Retrofit Kit | Troffer | Integrated Retrofit Kits for 2x4 Luminaires | NO | Premium | YES |  | 3777.5 | 138.1 | 27.35 | 6.8 | 0.994 | 3095 | 84 | 5 |  | 2016-12-19 | Dimmable | Continuous Below 10 | YES |  | FFFHJL | [15 empty] | 75.7 |  | 1.22 | 1.34 | [6 empty] | 4.4 | 3777.5 | 138.1 | 27.35 | 6.8 | 0.99 | 3000 | 84 |  |  |  | NO | NO | NO | 2018-05-02 | 4.3 |  | Premium |  |  |  |  | 2018-11-02 | NO | NO | NO | [6 empty] | AC | [7 empty] | NO
P3QDY99C | Mobern Lighting Co | Mobern Lighting | RKDIS24-LED28FRDMV35 | Indoor Retrofit Kit | Troffer | Integrated Retrofit Kits for 2x4 Luminaires | NO | Premium | NO | [10 empty] | 2016-12-19 | Dimmable | Continuous Below 10 | YES |  | FFFHJL | [25 empty] | 4.4 | 3815 | 139 | 27.35 | 5.6 | 1 | 3500 | 84 |  |  |  | NO | NO | NO | 2018-05-02 | 4.3 |  | Premium |  |  |  |  | 2018-11-02 | NO | NO | NO | [6 empty] | AC | [7 empty] | NO
PW74KT8H | Mobern Lighting Co | Mobern Lighting | RKDIS24-LED28FRDMV40 | Indoor Retrofit Kit | Troffer | Integrated Retrofit Kits for 2x4 Luminaires | NO | Premium | NO | [10 empty] | 2016-12-19 | Dimmable | Continuous Below 10 | YES |  | FFFHJL | [25 empty] | 4.4 | 3935 | 143 | 27.35 | 5.6 | 1 | 4000 | 84 |  |  |  | NO | NO | NO | 2018-05-02 | 4.3 |  | Premium |  |  |  |  | 2018-11-02 | NO | NO | NO | [6 empty] | AC | [7 empty] | NO
PH2DE4HG | Mobern Lighting Co | Mobern Lighting | RKDIS24-LED28FRDMV50 | Indoor Retrofit Kit | Troffer | Integrated Retrofit Kits for 2x4 Luminaires | NO | Premium | NO | [10 empty] | 2016-12-19 | Dimmable | Continuous Below 10 | YES |  | FFFHJL | [25 empty] | 4.4 | 4050 | 148 | 27.35 | 5.6 | 1 | 5000 | 84 |  |  |  | NO | NO | NO | 2018-05-02 | 4.3 |  | Premium |  |  |  |  | 2018-11-02 | NO | NO | NO | [6 empty] | AC | [7 empty] | NO
PPN3KMYN | Mobern Lighting Co | Mobern Lighting | RKDIS24-LED32FRDMV30 | Indoor Retrofit Kit | Troffer | Integrated Retrofit Kits for 2x4 Luminaires | NO | Premium | NO | [10 empty] | 2016-12-19 | Dimmable | Continuous Below 10 | YES |  | FFFHJL | [25 empty] | 4.4 | 4460 | 139 | 32 | 6.8 | 0.99 | 3000 | 84 |  |  |  | NO | NO | NO | 2018-05-02 | 4.3 |  | Premium |  |  |  |  | 2018-11-02 | NO | NO | NO | [6 empty] | AC | [7 empty] | NO
PX8JTNV9 | Mobern Lighting Co | Mobern Lighting | RKDIS24-LED32FRDMV35 | Indoor Retrofit Kit | Troffer | Integrated Retrofit Kits for 2x4 Luminaires | NO | Premium | NO | [10 empty] | 2016-12-19 | Dimmable | Continuous Below 10 | YES |  | FFFHJL | [25 empty] | 4.4 | 4530 | 141 | 32 | 6.8 | 0.99 | 3500 | 84 |  |  |  | NO | NO | NO | 2018-05-02 | 4.3 |  | Premium |  |  |  |  | 2018-11-02 | NO | NO | NO | [6 empty] | AC | [7 empty] | NO
PU33CG42 | Mobern Lighting Co | Mobern Lighting | RKDIS24-LED32FRDMV40 | Indoor Retrofit Kit | Troffer | Integrated Retrofit Kits for 2x4 Luminaires | NO | Premium | NO | [10 empty] | 2016-12-19 | Dimmable | Continuous Below 10 | YES |  | FFFHJL | [25 empty] | 4.4 | 4670 | 145 | 32 | 6.8 | 0.99 | 4000 | 84 |  |  |  | NO | NO | NO | 2018-05-02 | 4.3 |  | Premium |  |  |  |  | 2018-11-02 | NO | NO | NO | [6 empty] | AC | [7 empty] | NO
PBJHQM5E | Mobern Lighting Co | Mobern Lighting | RKDIS24-LED32FRDMV40-C | Indoor Retrofit Kit | Troffer | Integrated Retrofit Kits for 2x4 Luminaires | General Purpose | Premium | YES |  | 4333 | 138 | 31.4 | 12.4 | 0.959 | 3998 | 83 | 5 | 50000 | 2018-03-22 | Dimmable | Continuous Below 10 | YES |  | NANOMC | [15 empty] | 77.6 |  | 1.36 | 1.28 | [6 empty] | 4.4 | 4489.4 | 142.6 | 31.48 | 12.4 | 0.959 | 4000 | 83 | 83 | 97 |  | NO | NO | NO | [8 empty] | 2018-11-02 | NO | NO | NO | [6 empty] | AC | [7 empty] | NO
PR4G4FEQ | Mobern Lighting Co | Mobern Lighting | RKDIS24-LED32FRDMV50 | Indoor Retrofit Kit | Troffer | Integrated Retrofit Kits for 2x4 Luminaires | NO | Premium | NO | [10 empty] | 2016-12-19 | Dimmable | Continuous Below 10 | YES |  | FFFHJL | [25 empty] | 4.4 | 4810 | 150 | 32 | 6.8 | 0.99 | 5000 | 84 |  |  |  | NO | NO | NO | 2018-05-02 | 4.3 |  | Premium |  |  |  |  | 2018-11-02 | NO | NO | NO | [6 empty] | AC | [7 empty] | NO
PV5X4AZP | Mobern Lighting Co | Mobern Lighting | RKDIS24-LED48FRDMV30 | Indoor Retrofit Kit | Troffer | Integrated Retrofit Kits for 2x4 Luminaires | NO | Premium | NO | [10 empty] | 2016-12-19 | Dimmable | Continuous Below 10 | YES |  | FFFHJL | [25 empty] | 4.4 | 6475 | 134 | 48 | 5.6 | 1 | 3000 | 84 |  |  |  | NO | NO | NO | 2018-05-02 | 4.3 |  | Premium |  |  |  |  | 2018-11-02 | NO | NO | NO | [6 empty] | AC | [7 empty] | NO
PCMPXKZ9 | Mobern Lighting Co | Mobern Lighting | RKDIS24-LED48FRDMV35 | Indoor Retrofit Kit | Troffer | Integrated Retrofit Kits for 2x4 Luminaires | NO | Premium | NO | [10 empty] | 2016-12-19 | Dimmable | Continuous Below 10 | YES |  | FFFHJL | [25 empty] | 4.4 | 6575 | 136 | 48 | 5.6 | 1 | 3500 | 84 |  |  |  | NO | NO | NO | 2018-05-02 | 4.3 |  | Premium |  |  |  |  | 2018-11-02 | NO | NO | NO | [6 empty] | AC | [7 empty] | NO
P8U3FPHZ | Mobern Lighting Co | Mobern Lighting | RKDIS24-LED48FRDMV40 | Indoor Retrofit Kit | Troffer | Integrated Retrofit Kits for 2x4 Luminaires | NO | Premium | NO | [10 empty] | 2016-12-19 | Dimmable | Continuous Below 10 | YES |  | FFFHJL | [25 empty] | 4.4 | 6780 | 141 | 48 | 5.6 | 1 | 4000 | 84 |  |  |  | NO | NO | NO | 2018-05-02 | 4.3 |  | Premium |  |  |  |  | 2018-11-02 | NO | NO | NO | [6 empty] | AC | [7 empty] | NO
P8KBWQR8 | Mobern Lighting Co | Mobern Lighting | RKDIS24-LED48FRDMV50 | Indoor Retrofit Kit | Troffer | Integrated Retrofit Kits for 2x4 Luminaires | NO | Premium | NO | [10 empty] | 2016-12-19 | Dimmable | Continuous Below 10 | YES |  | FFFHJL | [25 empty] | 4.4 | 6985 | 145 | 48 | 5.6 | 1 | 5000 | 84 |  |  |  | NO | NO | NO | 2018-05-02 | 4.3 |  | Premium |  |  |  |  | 2018-11-02 | NO | NO | NO | [6 empty] | AC | [7 empty] | NO
PUWSFU7C | Mobern Lighting Co | Mobern Lighting | RKDIS24-LED57FRDMV30 | Indoor Retrofit Kit | Troffer | Integrated Retrofit Kits for 2x4 Luminaires | NO | Premium | NO | [10 empty] | 2016-12-19 | Dimmable | Continuous Below 10 | YES |  | FFFHJL | [25 empty] | 4.4 | 7450 | 130 | 57 | 4.8 | 1 | 3000 | 84 |  |  |  | NO | NO | NO | 2018-05-02 | 4.3 |  | Premium |  |  |  |  | 2018-11-02 | NO | NO | NO | [6 empty] | AC | [7 empty] | NO
PDXYM5VR | Mobern Lighting Co | Mobern Lighting | RKDIS24-LED57FRDMV35 | Indoor Retrofit Kit | Troffer | Integrated Retrofit Kits for 2x4 Luminaires | NO | Premium | NO | [10 empty] | 2016-12-19 | Dimmable | Continuous Below 10 | YES |  | FFFHJL | [25 empty] | 4.4 | 7565 | 132 | 57 | 4.8 | 1 | 3500 | 84 |  |  |  | NO | NO | NO | 2018-05-02 | 4.3 |  | Premium |  |  |  |  | 2018-11-02 | NO | NO | NO | [6 empty] | AC | [7 empty] | NO
PSQR7D2S | Mobern Lighting Co | Mobern Lighting | RKDIS24-LED57FRDMV40 | Indoor Retrofit Kit | Troffer | Integrated Retrofit Kits for 2x4 Luminaires | NO | Premium | NO | [10 empty] | 2016-12-19 | Dimmable | Continuous Below 10 | YES |  | FFFHJL | [25 empty] | 4.4 | 7800 | 136 | 57 | 4.8 | 1 | 4000 | 84 |  |  |  | NO | NO | NO | 2018-05-02 | 4.3 |  | Premium |  |  |  |  | 2018-11-02 | NO | NO | NO | [6 empty] | AC | [7 empty] | NO
PJPX361W | Mobern Lighting Co | Mobern Lighting | RKDIS24-LED57FRDMV50 | Indoor Retrofit Kit | Troffer | Integrated Retrofit Kits for 2x4 Luminaires | NO | Premium | NO | [10 empty] | 2016-12-19 | Dimmable | Continuous Below 10 | YES |  | FFFHJL | [25 empty] | 4.4 | 8030 | 140 | 57 | 4.8 | 1 | 5000 | 84 |  |  |  | NO | NO | NO | 2018-05-02 | 4.3 |  | Premium |  |  |  |  | 2018-11-02 | NO | NO | NO | [6 empty] | AC | [7 empty] | NO
PUWHWJRU | Mobern Lighting Co | Mobern Lighting | RKDIS24-LED62FRDMV30 | Indoor Retrofit Kit | Troffer | Integrated Retrofit Kits for 2x4 Luminaires | NO | Premium | NO | [10 empty] | 2016-12-19 | Dimmable | Continuous Below 10 | YES |  | FFFHJL | [25 empty] | 4.4 | 7769.9 | 124.4 | 62.48 | 4.4 | 1 | 3000 | 83 |  |  |  | NO | NO | NO | 2018-05-02 | 4.3 |  | Premium |  |  |  |  | 2018-11-02 | NO | NO | NO | [6 empty] | AC | [7 empty] | NO
PZ6S2275 | Mobern Lighting Co | Mobern Lighting | RKDIS24-LED62FRDMV35 | Indoor Retrofit Kit | Troffer | Integrated Retrofit Kits for 2x4 Luminaires | NO | Premium | NO | [10 empty] | 2016-12-19 | Dimmable | Continuous Below 10 | YES |  | FFFHJL | [25 empty] | 4.4 | 7785 | 124 | 62.48 | 4.4 | 1 | 3500 | 83 |  |  |  | NO | NO | NO | 2018-05-02 | 4.3 |  | Premium |  |  |  |  | 2018-11-02 | NO | NO | NO | [6 empty] | AC | [7 empty] | NO
P7D4TYHS | Mobern Lighting Co | Mobern Lighting | RKDIS24-LED62FRDMV40 | Indoor Retrofit Kit | Troffer | Integrated Retrofit Kits for 2x4 Luminaires | NO | Premium | NO | [10 empty] | 2016-12-19 | Dimmable | Continuous Below 10 | YES |  | FFFHJL | [25 empty] | 4.4 | 8130 | 130 | 62.48 | 4.4 | 1 | 4000 | 83 |  |  |  | NO | NO | NO | 2018-05-02 | 4.3 |  | Premium |  |  |  |  | 2018-11-02 | NO | NO | NO | [6 empty] | AC | [7 empty] | NO
P5WZKYRJ | Mobern Lighting Co | Mobern Lighting | RKDIS24-LED62FRDMV50 | Indoor Retrofit Kit | Troffer | Integrated Retrofit Kits for 2x4 Luminaires | NO | Premium | NO | [10 empty] | 2016-12-19 | Dimmable | Continuous Below 10 | YES |  | FFFHJL | [25 empty] | 4.4 | 8375 | 134 | 62.48 | 4.4 | 1 | 5000 | 83 |  |  |  | NO | NO | NO | 2018-05-02 | 4.3 |  | Premium |  |  |  |  | 2018-11-02 | NO | NO | NO | [6 empty] | AC | [7 empty] | NO
PV8X37HQ | Mobern Lighting Co | Mobern Lighting | RKDISE14-LED17FRDMV30 | Indoor Retrofit Kit | Troffer | Integrated Retrofit Kits for 1x4 Luminaires | General Purpose | Premium | YES |  | 2163 | 128.8 | 16.8 | 8.2 | 0.893 | 3096 | 83 | 5 |  | 2018-10-31 | Dimmable | Continuous Below 10 | YES |  | CCCGEB | [15 empty] | 79.4 |  | 1.22 | 1.3 | [6 empty] | 4.4 | 2163 | 128.8 | 16.8 | 8.2 | 0.893 | 3000 | 84 |  |  |  | NO | NO | NO | [8 empty] | 2018-11-02 | NO | NO | NO | [6 empty] | AC | [7 empty] | NO
P5AW1EZT | Mobern Lighting Co | Mobern Lighting | RKDISE14-LED17FRDMV35 | Indoor Retrofit Kit | Troffer | Integrated Retrofit Kits for 1x4 Luminaires | General Purpose | Premium | NO | [10 empty] | 2018-10-31 | Dimmable | Continuous Below 10 | YES |  | CCCGEB | [25 empty] | 4.4 | 2195 | 130.655 | 16.8 | 8.2 | 0.893 | 3500 | 84 |  |  |  | NO | NO | NO | [8 empty] | 2018-11-02 | NO | NO | NO | [6 empty] | AC | [7 empty] | NO
PCCAAT6G | Mobern Lighting Co | Mobern Lighting | RKDISE14-LED17FRDMV40 | Indoor Retrofit Kit | Troffer | Integrated Retrofit Kits for 1x4 Luminaires | General Purpose | Premium | NO | [10 empty] | 2018-10-31 | Dimmable | Continuous Below 10 | YES |  | CCCGEB | [25 empty] | 4.4 | 2260 | 134.524 | 16.8 | 8.2 | 0.893 | 4000 | 84 |  |  |  | NO | NO | NO | [8 empty] | 2018-11-02 | NO | NO | NO | [6 empty] | AC | [7 empty] | NO
P7NOQUYO | Mobern Lighting Co | Mobern Lighting | RKDISE14-LED17FRDMV50 | Indoor Retrofit Kit | Troffer | Integrated Retrofit Kits for 1x4 Luminaires | General Purpose | Premium | NO | [10 empty] | 2018-10-31 | Dimmable | Continuous Below 10 | YES |  | CCCGEB | [25 empty] | 4.4 | 2330 | 138.69 | 16.8 | 8.2 | 0.893 | 5000 | 83 |  |  |  | NO | NO | NO | [8 empty] | 2018-11-02 | NO | NO | NO | [6 empty] | AC | [7 empty] | NO
P5QQT8KM | Mobern Lighting Co | Mobern Lighting | RKDISE14-LED22FRDMV30 | Indoor Retrofit Kit | Troffer | Integrated Retrofit Kits for 1x4 Luminaires | General Purpose | Premium | NO | [10 empty] | 2018-10-31 | Dimmable | Continuous Below 10 | YES |  | CCCGEB | [25 empty] | 4.4 | 2860 | 130 | 22 | 8.2 | 0.893 | 3000 | 84 |  |  |  | NO | NO | NO | [8 empty] | 2018-11-02 | NO | NO | NO | [6 empty] | AC | [7 empty] | NO
P9S13YJW | Mobern Lighting Co | Mobern Lighting | RKDISE14-LED22FRDMV35 | Indoor Retrofit Kit | Troffer | Integrated Retrofit Kits for 1x4 Luminaires | General Purpose | Premium | NO | [10 empty] | 2018-10-31 | Dimmable | Continuous Below 10 | YES |  | CCCGEB | [25 empty] | 4.4 | 2905 | 132.045 | 22 | 8.2 | 0.893 | 3500 | 84 |  |  |  | NO | NO | NO | [8 empty] | 2018-11-02 | NO | NO | NO | [6 empty] | AC | [7 empty] | NO
P9KYMF06 | Mobern Lighting Co | Mobern Lighting | RKDISE14-LED22FRDMV40 | Indoor Retrofit Kit | Troffer | Integrated Retrofit Kits for 1x4 Luminaires | General Purpose | Premium | NO | [10 empty] | 2018-10-31 | Dimmable | Continuous Below 10 | YES |  | CCCGEB | [25 empty] | 4.4 | 2995 | 136.136 | 22 | 8.2 | 0.893 | 4000 | 84 |  |  |  | NO | NO | NO | [8 empty] | 2018-11-02 | NO | NO | NO | [6 empty] | AC | [7 empty] | NO
PL7S25PP | Mobern Lighting Co | Mobern Lighting | RKDISE14-LED22FRDMV50 | Indoor Retrofit Kit | Troffer | Integrated Retrofit Kits for 1x4 Luminaires | General Purpose | Premium | NO | [10 empty] | 2018-10-31 | Dimmable | Continuous Below 10 | YES |  | CCCGEB | [25 empty] | 4.4 | 3085 | 140.227 | 22 | 8.2 | 0.893 | 5000 | 83 |  |  |  | NO | NO | NO | [8 empty] | 2018-11-02 | NO | NO | NO | [6 empty] | AC | [7 empty] | NO
PFE3MU3X | Mobern Lighting Co | Mobern Lighting | RKDISE14-LED24FRDMV30 | Indoor Retrofit Kit | Troffer | Integrated Retrofit Kits for 1x4 Luminaires | General Purpose | Premium | NO | [10 empty] | 2018-10-31 | Dimmable | Continuous Below 10 | YES |  | CCCGEB | [25 empty] | 4.4 | 3115 | 129.792 | 24 | 8.2 | 0.893 | 3000 | 84 |  |  |  | NO | NO | NO | [8 empty] | 2018-11-02 | NO | NO | NO | [6 empty] | AC | [7 empty] | NO
PA1C7ZKW | Mobern Lighting Co | Mobern Lighting | RKDISE14-LED24FRDMV35 | Indoor Retrofit Kit | Troffer | Integrated Retrofit Kits for 1x4 Luminaires | General Purpose | Premium | NO | [10 empty] | 2018-10-31 | Dimmable | Continuous Below 10 | YES |  | CCCGEB | [25 empty] | 4.4 | 3165 | 131.875 | 24 | 8.2 | 0.893 | 3500 | 84 |  |  |  | NO | NO | NO | [8 empty] | 2018-11-02 | NO | NO | NO | [6 empty] | AC | [7 empty] | NO
P2WNUWF8 | Mobern Lighting Co | Mobern Lighting | RKDISE14-LED24FRDMV40 | Indoor Retrofit Kit | Troffer | Integrated Retrofit Kits for 1x4 Luminaires | General Purpose | Premium | NO | [10 empty] | 2018-10-31 | Dimmable | Continuous Below 10 | YES |  | CCCGEB | [25 empty] | 4.4 | 3260 | 135.833 | 24 | 8.2 | 0.893 | 4000 | 84 |  |  |  | NO | NO | NO | [8 empty] | 2018-11-02 | NO | NO | NO | [6 empty] | AC | [7 empty] | NO
PR9PAAMW | Mobern Lighting Co | Mobern Lighting | RKDISE14-LED24FRDMV50 | Indoor Retrofit Kit | Troffer | Integrated Retrofit Kits for 1x4 Luminaires | General Purpose | Premium | NO | [10 empty] | 2018-10-31 | Dimmable | Continuous Below 10 | YES |  | CCCGEB | [25 empty] | 4.4 | 3360 | 140 | 24 | 8.2 | 0.893 | 5000 | 83 |  |  |  | NO | NO | NO | [8 empty] | 2018-11-02 | NO | NO | NO | [6 empty] | AC | [7 empty] | NO
PO78BJ67 | Mobern Lighting Co | Mobern Lighting | RKDISE14-LED30FRDMV30 | Indoor Retrofit Kit | Troffer | Integrated Retrofit Kits for 1x4 Luminaires | General Purpose | Premium | NO | [10 empty] | 2018-10-31 | Dimmable | Continuous Below 10 | YES |  | CCCGEB | [25 empty] | 4.4 | 3957.4 | 130.953 | 30.22 | 8.2 | 0.893 | 3000 | 84 |  |  |  | NO | NO | NO | [8 empty] | 2018-11-02 | NO | NO | NO | [6 empty] | AC | [7 empty] | NO
PCSOMVM3 | Mobern Lighting Co | Mobern Lighting | RKDISE14-LED30FRDMV35 | Indoor Retrofit Kit | Troffer | Integrated Retrofit Kits for 1x4 Luminaires | General Purpose | Premium | NO | [10 empty] | 2018-10-31 | Dimmable | Continuous Below 10 | YES |  | CCCGEB | [25 empty] | 4.4 | 4015 | 132.859 | 30.22 | 8.2 | 0.893 | 3500 | 84 |  |  |  | NO | NO | NO | [8 empty] | 2018-11-02 | NO | NO | NO | [6 empty] | AC | [7 empty] | NO
PJUK5B9Z | Mobern Lighting Co | Mobern Lighting | RKDISE14-LED30FRDMV40 | Indoor Retrofit Kit | Troffer | Integrated Retrofit Kits for 1x4 Luminaires | General Purpose | Premium | NO | [10 empty] | 2018-10-31 | Dimmable | Continuous Below 10 | YES |  | CCCGEB | [25 empty] | 4.4 | 4140 | 136.995 | 30.22 | 8.2 | 0.893 | 4000 | 84 |  |  |  | NO | NO | NO | [8 empty] | 2018-11-02 | NO | NO | NO | [6 empty] | AC | [7 empty] | NO
PRDICUCT | Mobern Lighting Co | Mobern Lighting | RKDISE14-LED30FRDMV50 | Indoor Retrofit Kit | Troffer | Integrated Retrofit Kits for 1x4 Luminaires | General Purpose | Premium | NO | [10 empty] | 2018-10-31 | Dimmable | Continuous Below 10 | YES |  | CCCGEB | [25 empty] | 4.4 | 4265 | 141.132 | 30.22 | 8.2 | 0.893 | 5000 | 83 |  |  |  | NO | NO | NO | [8 empty] | 2018-11-02 | NO | NO | NO | [6 empty] | AC | [7 empty] | NO
P2ZNIN0Y | Mobern Lighting Co | Mobern Lighting | RKDISE14-LED32FRDMV30 | Indoor Retrofit Kit | Troffer | Integrated Retrofit Kits for 1x4 Luminaires | General Purpose | Premium | NO | [10 empty] | 2018-10-31 | Dimmable | Continuous Below 10 | YES |  | CCCGEB | [25 empty] | 4.4 | 4235 | 128.802 | 32.88 | 10.1 | 0.915 | 3000 | 84 |  |  |  | NO | NO | NO | [8 empty] | 2018-11-02 | NO | NO | NO | [6 empty] | AC | [7 empty] | NO
PG6OGLC9 | Mobern Lighting Co | Mobern Lighting | RKDISE14-LED32FRDMV35 | Indoor Retrofit Kit | Troffer | Integrated Retrofit Kits for 1x4 Luminaires | General Purpose | Premium | NO | [10 empty] | 2018-10-31 | Dimmable | Continuous Below 10 | YES |  | CCCGEB | [25 empty] | 4.4 | 4300 | 130.779 | 32.88 | 10.1 | 0.915 | 3500 | 84 |  |  |  | NO | NO | NO | [8 empty] | 2018-11-02 | NO | NO | NO | [6 empty] | AC | [7 empty] | NO
PU3L9TVW | Mobern Lighting Co | Mobern Lighting | RKDISE14-LED32FRDMV40 | Indoor Retrofit Kit | Troffer | Integrated Retrofit Kits for 1x4 Luminaires | General Purpose | Premium | NO | [10 empty] | 2018-10-31 | Dimmable | Continuous Below 10 | YES |  | CCCGEB | [25 empty] | 4.4 | 4435 | 134.884 | 32.88 | 10.1 | 0.915 | 4000 | 84 |  |  |  | NO | NO | NO | [8 empty] | 2018-11-02 | NO | NO | NO | [6 empty] | AC | [7 empty] | NO
PB4SP12I | Mobern Lighting Co | Mobern Lighting | RKDISE14-LED32FRDMV50 | Indoor Retrofit Kit | Troffer | Integrated Retrofit Kits for 1x4 Luminaires | General Purpose | Premium | NO | [10 empty] | 2018-10-31 | Dimmable | Continuous Below 10 | YES |  | CCCGEB | [25 empty] | 4.4 | 4570 | 138.99 | 32.88 | 10.1 | 0.915 | 5000 | 83 |  |  |  | NO | NO | NO | [8 empty] | 2018-11-02 | NO | NO | NO | [6 empty] | AC | [7 empty] | NO
PUS6LQ5A | Mobern Lighting Co | Mobern Lighting | RKDISE14-LED35FRDMV30 | Indoor Retrofit Kit | Troffer | Integrated Retrofit Kits for 1x4 Luminaires | General Purpose | Premium | NO | [10 empty] | 2018-10-31 | Dimmable | Continuous Below 10 | YES |  | CCCGEB | [25 empty] | 4.4 | 4510 | 128.857 | 35 | 10.1 | 0.915 | 3000 | 83 |  |  |  | NO | NO | NO | [8 empty] | 2018-11-02 | NO | NO | NO | [6 empty] | AC | [7 empty] | NO
PBMNKIA4 | Mobern Lighting Co | Mobern Lighting | RKDISE14-LED35FRDMV35 | Indoor Retrofit Kit | Troffer | Integrated Retrofit Kits for 1x4 Luminaires | General Purpose | Premium | NO | [10 empty] | 2018-10-31 | Dimmable | Continuous Below 10 | YES |  | CCCGEB | [25 empty] | 4.4 | 4585 | 131 | 35 | 10.1 | 0.915 | 3500 | 83 |  |  |  | NO | NO | NO | [8 empty] | 2018-11-02 | NO | NO | NO | [6 empty] | AC | [7 empty] | NO
PWYIB38S | Mobern Lighting Co | Mobern Lighting | RKDISE14-LED35FRDMV40 | Indoor Retrofit Kit | Troffer | Integrated Retrofit Kits for 1x4 Luminaires | General Purpose | Premium | NO | [10 empty] | 2018-10-31 | Dimmable | Continuous Below 10 | YES |  | CCCGEB | [25 empty] | 4.4 | 4725 | 135 | 35 | 10.1 | 0.915 | 4000 | 83 |  |  |  | NO | NO | NO | [8 empty] | 2018-11-02 | NO | NO | NO | [6 empty] | AC | [7 empty] | NO
PDEQHFMZ | Mobern Lighting Co | Mobern Lighting | RKDISE14-LED35FRDMV50 | Indoor Retrofit Kit | Troffer | Integrated Retrofit Kits for 1x4 Luminaires | General Purpose | Premium | NO | [10 empty] | 2018-10-31 | Dimmable | Continuous Below 10 | YES |  | CCCGEB | [25 empty] | 4.4 | 4865 | 139 | 35 | 10.1 | 0.915 | 5000 | 83 |  |  |  | NO | NO | NO | [8 empty] | 2018-11-02 | NO | NO | NO | [6 empty] | AC | [7 empty] | NO
PJILT6D9 | Mobern Lighting Co | Mobern Lighting | RKDISE14-LED40FRDMV30 | Indoor Retrofit Kit | Troffer | Integrated Retrofit Kits for 1x4 Luminaires | General Purpose | Premium | NO | [10 empty] | 2018-10-31 | Dimmable | Continuous Below 10 | YES |  | CCCGEB | [25 empty] | 4.4 | 5000 | 125 | 40 | 10.1 | 0.915 | 3000 | 83 |  |  |  | NO | NO | NO | [8 empty] | 2018-11-02 | NO | NO | NO | [6 empty] | AC | [7 empty] | NO
PPNXWV2W | Mobern Lighting Co | Mobern Lighting | RKDISE14-LED40FRDMV35 | Indoor Retrofit Kit | Troffer | Integrated Retrofit Kits for 1x4 Luminaires | General Purpose | Premium | NO | [10 empty] | 2018-10-31 | Dimmable | Continuous Below 10 | YES |  | CCCGEB | [25 empty] | 4.4 | 5080 | 127 | 40 | 10.1 | 0.915 | 3500 | 83 |  |  |  | NO | NO | NO | [8 empty] | 2018-11-02 | NO | NO | NO | [6 empty] | AC | [7 empty] | NO
PL0SD37X | Mobern Lighting Co | Mobern Lighting | RKDISE14-LED40FRDMV40 | Indoor Retrofit Kit | Troffer | Integrated Retrofit Kits for 1x4 Luminaires | General Purpose | Premium | NO | [10 empty] | 2018-10-31 | Dimmable | Continuous Below 10 | YES |  | CCCGEB | [25 empty] | 4.4 | 5235 | 130.875 | 40 | 10.1 | 0.915 | 4000 | 83 |  |  |  | NO | NO | NO | [8 empty] | 2018-11-02 | NO | NO | NO | [6 empty] | AC | [7 empty] | NO
P0L28PCE | Mobern Lighting Co | Mobern Lighting | RKDISE14-LED40FRDMV50 | Indoor Retrofit Kit | Troffer | Integrated Retrofit Kits for 1x4 Luminaires | General Purpose | Premium | NO | [10 empty] | 2018-10-31 | Dimmable | Continuous Below 10 | YES |  | CCCGEB | [25 empty] | 4.4 | 5395 | 134.875 | 40 | 10.1 | 0.915 | 5000 | 83 |  |  |  | NO | NO | NO | [8 empty] | 2018-11-02 | NO | NO | NO | [6 empty] | AC | [7 empty] | NO
PSXYG3AO | Mobern Lighting Co | Mobern Lighting | RKDISE14-LED45FRDMV30 | Indoor Retrofit Kit | Troffer | Integrated Retrofit Kits for 1x4 Luminaires | General Purpose | Premium | NO | [10 empty] | 2018-10-31 | Dimmable | Continuous Below 10 | YES |  | CCCGEB | [25 empty] | 4.4 | 5512 | 122.489 | 45 | 10.1 | 0.915 | 3000 | 83 |  |  |  | NO | NO | NO | [8 empty] | 2018-11-02 | NO | NO | NO | [6 empty] | AC | [7 empty] | NO
P2F7PVPU | Mobern Lighting Co | Mobern Lighting | RKDISE14-LED45FRDMV35 | Indoor Retrofit Kit | Troffer | Integrated Retrofit Kits for 1x4 Luminaires | General Purpose | Premium | NO | [10 empty] | 2018-10-31 | Dimmable | Continuous Below 10 | YES |  | CCCGEB | [25 empty] | 4.4 | 5600 | 124.444 | 45 | 10.1 | 0.915 | 3500 | 83 |  |  |  | NO | NO | NO | [8 empty] | 2018-11-02 | NO | NO | NO | [6 empty] | AC | [7 empty] | NO
PPX5YL1O | Mobern Lighting Co | Mobern Lighting | RKDISE14-LED45FRDMV40 | Indoor Retrofit Kit | Troffer | Integrated Retrofit Kits for 1x4 Luminaires | General Purpose | Premium | NO | [10 empty] | 2018-10-31 | Dimmable | Continuous Below 10 | YES |  | CCCGEB | [25 empty] | 4.4 | 5770 | 128.222 | 45 | 10.1 | 0.915 | 4000 | 83 |  |  |  | NO | NO | NO | [8 empty] | 2018-11-02 | NO | NO | NO | [6 empty] | AC | [7 empty] | NO
PEFI7R1E | Mobern Lighting Co | Mobern Lighting | RKDISE14-LED45FRDMV50 | Indoor Retrofit Kit | Troffer | Integrated Retrofit Kits for 1x4 Luminaires | General Purpose | Premium | NO | [10 empty] | 2018-10-31 | Dimmable | Continuous Below 10 | YES |  | CCCGEB | [25 empty] | 4.4 | 5945 | 132.111 | 45 | 10.1 | 0.915 | 5000 | 83 |  |  |  | NO | NO | NO | [8 empty] | 2018-11-02 | NO | NO | NO | [6 empty] | AC | [7 empty] | NO
PBXUOLEK | Mobern Lighting Co | Mobern Lighting | RKDISE14-LED50FRDMV30 | Indoor Retrofit Kit | Troffer | Integrated Retrofit Kits for 1x4 Luminaires | General Purpose | Premium | YES |  | 5997.8 | 121.4 | 49.39 | 5.4 | 0.99 | 3096 | 83 | 5 |  | 2018-10-31 | Dimmable | Continuous Below 10 | YES |  | CCCGEB | [15 empty] | 79.4 |  | 1.22 | 1.3 | [6 empty] | 4.4 | 5997.8 | 121.438 | 49.39 | 10.1 | 0.915 | 3000 | 83 |  |  |  | NO | NO | NO | [8 empty] | 2018-11-02 | NO | NO | NO | [6 empty] | AC | [7 empty] | NO
PG6YBYGS | Mobern Lighting Co | Mobern Lighting | RKDISE14-LED50FRDMV35 | Indoor Retrofit Kit | Troffer | Integrated Retrofit Kits for 1x4 Luminaires | General Purpose | Premium | NO | [10 empty] | 2018-10-31 | Dimmable | Continuous Below 10 | YES |  | CCCGEB | [25 empty] | 4.4 | 6090 | 123.304 | 49.39 | 10.1 | 0.915 | 3500 | 83 |  |  |  | NO | NO | NO | [8 empty] | 2018-11-02 | NO | NO | NO | [6 empty] | AC | [7 empty] | NO
PHZ7OVKN | Mobern Lighting Co | Mobern Lighting | RKDISE14-LED50FRDMV40 | Indoor Retrofit Kit | Troffer | Integrated Retrofit Kits for 1x4 Luminaires | General Purpose | Premium | NO | [10 empty] | 2018-10-31 | Dimmable | Continuous Below 10 | YES |  | CCCGEB | [25 empty] | 4.4 | 6280 | 127.151 | 49.39 | 10.1 | 0.915 | 4000 | 83 |  |  |  | NO | NO | NO | [8 empty] | 2018-11-02 | NO | NO | NO | [6 empty] | AC | [7 empty] | NO
P1ONGHQH | Mobern Lighting Co | Mobern Lighting | RKDISE14-LED50FRDMV50 | Indoor Retrofit Kit | Troffer | Integrated Retrofit Kits for 1x4 Luminaires | General Purpose | Premium | NO | [10 empty] | 2018-10-31 | Dimmable | Continuous Below 10 | YES |  | CCCGEB | [25 empty] | 4.4 | 6465 | 130.897 | 49.39 | 10.1 | 0.915 | 5000 | 83 |  |  |  | NO | NO | NO | [8 empty] | 2018-11-02 | NO | NO | NO | [6 empty] | AC | [7 empty] | NO
PUR8J39O | Mobern Lighting Co | Mobern Lighting | RKDISE22?LED30FRDMV30 | Indoor Retrofit Kit | Troffer | Integrated Retrofit Kits for 2x2 Luminaires | General Purpose | Premium | YES |  | 3609.9 | 122.6 | 29.45 | 8.2 | 0.894 | 3090 | 84 | 5 |  | 2018-10-31 | Dimmable | Continuous Below 10 | YES |  | CCCGEC | [15 empty] | 77.7 |  | 1.18 | 1.28 | [6 empty] | 4.4 | 3609.9 | 122.6 | 29.45 | 6.4 | 0.993 | 3000 | 84 |  |  |  | NO | NO | NO | [8 empty] | 2018-11-02 | NO | NO | NO | [6 empty] | AC | [7 empty] | NO
PU8LK8N3 | Mobern Lighting Co | Mobern Lighting | RKDISE22?LED30FRDMV35 | Indoor Retrofit Kit | Troffer | Integrated Retrofit Kits for 2x2 Luminaires | General Purpose | Premium | NO | [10 empty] | 2018-10-31 | Dimmable | Continuous Below 10 | YES |  | CCCGEC | [25 empty] | 4.4 | 3665 | 124.448 | 29.45 | 6.4 | 0.993 | 3500 | 84 |  |  |  | NO | NO | NO | [8 empty] | 2018-11-02 | NO | NO | NO | [6 empty] | AC | [7 empty] | NO
P1QRXRYN | Mobern Lighting Co | Mobern Lighting | RKDISE22?LED30FRDMV40 | Indoor Retrofit Kit | Troffer | Integrated Retrofit Kits for 2x2 Luminaires | General Purpose | Premium | NO | [10 empty] | 2018-10-31 | Dimmable | Continuous Below 10 | YES |  | CCCGEC | [25 empty] | 4.4 | 3775 | 128.183 | 29.45 | 6.4 | 0.993 | 4000 | 84 |  |  |  | NO | NO | NO | [8 empty] | 2018-11-02 | NO | NO | NO | [6 empty] | AC | [7 empty] | NO
P65TK7YF | Mobern Lighting Co | Mobern Lighting | RKDISE22?LED30FRDMV50 | Indoor Retrofit Kit | Troffer | Integrated Retrofit Kits for 2x2 Luminaires | General Purpose | Premium | YES |  | 3847 | 130.4 | 29.51 | 6.4 | 0.993 | 5105 | 83 | 5 |  | 2018-10-31 | Dimmable | Continuous Below 10 | YES |  | CCCGEC | [15 empty] | 77.7 |  | 1.18 | 1.28 | [6 empty] | 4.4 | 3847 | 130.4 | 29.45 | 6.4 | 0.993 | 5000 | 83 |  |  |  | NO | NO | NO | [8 empty] | 2018-11-02 | NO | NO | NO | [6 empty] | AC | [7 empty] | NO
PW9TIW9Y | Mobern Lighting Co | Mobern Lighting | RKDISE22?LED31FRDMV30 | Indoor Retrofit Kit | Troffer | Integrated Retrofit Kits for 2x2 Luminaires | General Purpose | Premium | NO | [10 empty] | 2018-10-31 | Dimmable | Continuous Below 10 | YES |  | CCCGEC | [25 empty] | 4.4 | 3957.5 | 129.5 | 30.55 | 7.25 | 0.943 | 3000 | 84 |  |  |  | NO | NO | NO | [8 empty] | 2018-11-02 | NO | NO | NO | [6 empty] | AC | [7 empty] | NO
PFFUSP4N | Mobern Lighting Co | Mobern Lighting | RKDISE22?LED31FRDMV35 | Indoor Retrofit Kit | Troffer | Integrated Retrofit Kits for 2x2 Luminaires | General Purpose | Premium | NO | [10 empty] | 2018-10-31 | Dimmable | Continuous Below 10 | YES |  | CCCGEC | [25 empty] | 4.4 | 4010 | 131.26 | 30.55 | 7.25 | 0.943 | 3500 | 84 |  |  |  | NO | NO | NO | [8 empty] | 2018-11-02 | NO | NO | NO | [6 empty] | AC | [7 empty] | NO
PD6GPANG | Mobern Lighting Co | Mobern Lighting | RKDISE22?LED31FRDMV40 | Indoor Retrofit Kit | Troffer | Integrated Retrofit Kits for 2x2 Luminaires | General Purpose | Premium | NO | [10 empty] | 2018-10-31 | Dimmable | Continuous Below 10 | YES |  | CCCGEC | [25 empty] | 4.4 | 4140 | 135.516 | 30.55 | 7.25 | 0.943 | 4000 | 84 |  |  |  | NO | NO | NO | [8 empty] | 2018-11-02 | NO | NO | NO | [6 empty] | AC | [7 empty] | NO
P8LWVN6F | Mobern Lighting Co | Mobern Lighting | RKDISE22?LED31FRDMV50 | Indoor Retrofit Kit | Troffer | Integrated Retrofit Kits for 2x2 Luminaires | General Purpose | Premium | NO | [10 empty] | 2018-10-31 | Dimmable | Continuous Below 10 | YES |  | CCCGEC | [25 empty] | 4.4 | 4260 | 139.444 | 30.55 | 7.25 | 0.943 | 5000 | 83 |  |  |  | NO | NO | NO | [8 empty] | 2018-11-02 | NO | NO | NO | [6 empty] | AC | [7 empty] | NO
POGICZSQ | Mobern Lighting Co | Mobern Lighting | RKDISE22?LED35FRDMV30 | Indoor Retrofit Kit | Troffer | Integrated Retrofit Kits for 2x2 Luminaires | General Purpose | Premium | NO | [10 empty] | 2018-10-31 | Dimmable | Continuous Below 10 | YES |  | CCCGEC | [25 empty] | 4.4 | 4340 | 124 | 35 | 7.25 | 0.943 | 3000 | 84 |  |  |  | NO | NO | NO | [8 empty] | 2018-11-02 | NO | NO | NO | [6 empty] | AC | [7 empty] | NO
PMWWBGQY | Mobern Lighting Co | Mobern Lighting | RKDISE22?LED35FRDMV35 | Indoor Retrofit Kit | Troffer | Integrated Retrofit Kits for 2x2 Luminaires | General Purpose | Premium | NO | [10 empty] | 2018-10-31 | Dimmable | Continuous Below 10 | YES |  | CCCGEC | [25 empty] | 4.4 | 4410 | 126 | 35 | 7.25 | 0.943 | 3500 | 84 |  |  |  | NO | NO | NO | [8 empty] | 2018-11-02 | NO | NO | NO | [6 empty] | AC | [7 empty] | NO
PFRWXIDF | Mobern Lighting Co | Mobern Lighting | RKDISE22?LED35FRDMV40 | Indoor Retrofit Kit | Troffer | Integrated Retrofit Kits for 2x2 Luminaires | General Purpose | Premium | NO | [10 empty] | 2018-10-31 | Dimmable | Continuous Below 10 | YES |  | CCCGEC | [25 empty] | 4.4 | 4540 | 129.714 | 35 | 7.25 | 0.943 | 4000 | 84 |  |  |  | NO | NO | NO | [8 empty] | 2018-11-02 | NO | NO | NO | [6 empty] | AC | [7 empty] | NO
P3ZPKBC4 | Mobern Lighting Co | Mobern Lighting | RKDISE22?LED35FRDMV50 | Indoor Retrofit Kit | Troffer | Integrated Retrofit Kits for 2x2 Luminaires | General Purpose | Premium | NO | [10 empty] | 2018-10-31 | Dimmable | Continuous Below 10 | YES |  | CCCGEC | [25 empty] | 4.4 | 4683 | 133.8 | 35 | 7.25 | 0.943 | 5000 | 83 |  |  |  | NO | NO | NO | [8 empty] | 2018-11-02 | NO | NO | NO | [6 empty] | AC | [7 empty] | NO
PKKAVTC5 | Mobern Lighting Co | Mobern Lighting | RKDISE22?LED40FRDMV30 | Indoor Retrofit Kit | Troffer | Integrated Retrofit Kits for 2x2 Luminaires | General Purpose | Premium | NO | [10 empty] | 2018-10-31 | Dimmable | Continuous Below 10 | YES |  | CCCGEC | [25 empty] | 4.4 | 4930 | 123.25 | 40 | 7.25 | 0.943 | 3000 | 84 |  |  |  | NO | NO | NO | [8 empty] | 2018-11-02 | NO | NO | NO | [6 empty] | AC | [7 empty] | NO
PU28Q40Z | Mobern Lighting Co | Mobern Lighting | RKDISE22?LED40FRDMV35 | Indoor Retrofit Kit | Troffer | Integrated Retrofit Kits for 2x2 Luminaires | General Purpose | Premium | NO | [10 empty] | 2018-10-31 | Dimmable | Continuous Below 10 | YES |  | CCCGEC | [25 empty] | 4.4 | 5010 | 125.25 | 40 | 7.25 | 0.943 | 3500 | 84 |  |  |  | NO | NO | NO | [8 empty] | 2018-11-02 | NO | NO | NO | [6 empty] | AC | [7 empty] | NO
PO1PU7ES | Mobern Lighting Co | Mobern Lighting | RKDISE22?LED40FRDMV40 | Indoor Retrofit Kit | Troffer | Integrated Retrofit Kits for 2x2 Luminaires | General Purpose | Premium | NO | [10 empty] | 2018-10-31 | Dimmable | Continuous Below 10 | YES |  | CCCGEC | [25 empty] | 4.4 | 5160 | 129 | 40 | 7.25 | 0.943 | 4000 | 84 |  |  |  | NO | NO | NO | [8 empty] | 2018-11-02 | NO | NO | NO | [6 empty] | AC | [7 empty] | NO
PG1K3FUL | Mobern Lighting Co | Mobern Lighting | RKDISE22?LED40FRDMV50 | Indoor Retrofit Kit | Troffer | Integrated Retrofit Kits for 2x2 Luminaires | General Purpose | Premium | NO | [10 empty] | 2018-10-31 | Dimmable | Continuous Below 10 | YES |  | CCCGEC | [25 empty] | 4.4 | 5320 | 133 | 40 | 7.25 | 0.943 | 5000 | 83 |  |  |  | NO | NO | NO | [8 empty] | 2018-11-02 | NO | NO | NO | [6 empty] | AC | [7 empty] | NO
P6L5QPB9 | Mobern Lighting Co | Mobern Lighting | RKDISE22?LED45FRDMV30 | Indoor Retrofit Kit | Troffer | Integrated Retrofit Kits for 2x2 Luminaires | General Purpose | Premium | NO | [10 empty] | 2018-10-31 | Dimmable | Continuous Below 10 | YES |  | CCCGEC | [25 empty] | 4.4 | 5519.9 | 122.9 | 44.9 | 7.25 | 0.943 | 3000 | 84 |  |  |  | NO | NO | NO | [8 empty] | 2018-11-02 | NO | NO | NO | [6 empty] | AC | [7 empty] | NO
PQK961TM | Mobern Lighting Co | Mobern Lighting | RKDISE22?LED45FRDMV35 | Indoor Retrofit Kit | Troffer | Integrated Retrofit Kits for 2x2 Luminaires | General Purpose | Premium | NO | [10 empty] | 2018-10-31 | Dimmable | Continuous Below 10 | YES |  | CCCGEC | [25 empty] | 4.4 | 5600 | 124.722 | 44.9 | 7.25 | 0.943 | 3500 | 84 |  |  |  | NO | NO | NO | [8 empty] | 2018-11-02 | NO | NO | NO | [6 empty] | AC | [7 empty] | NO
P79DY76Z | Mobern Lighting Co | Mobern Lighting | RKDISE22?LED45FRDMV40 | Indoor Retrofit Kit | Troffer | Integrated Retrofit Kits for 2x2 Luminaires | General Purpose | Premium | NO | [10 empty] | 2018-10-31 | Dimmable | Continuous Below 10 | YES |  | CCCGEC | [25 empty] | 4.4 | 5780 | 128.731 | 44.9 | 7.25 | 0.943 | 4000 | 84 |  |  |  | NO | NO | NO | [8 empty] | 2018-11-02 | NO | NO | NO | [6 empty] | AC | [7 empty] | NO
PSR49DJ8 | Mobern Lighting Co | Mobern Lighting | RKDISE22?LED45FRDMV50 | Indoor Retrofit Kit | Troffer | Integrated Retrofit Kits for 2x2 Luminaires | General Purpose | Premium | NO | [10 empty] | 2018-10-31 | Dimmable | Continuous Below 10 | YES |  | CCCGEC | [25 empty] | 4.4 | 5950 | 132.517 | 44.9 | 7.25 | 0.943 | 5000 | 83 |  |  |  | NO | NO | NO | [8 empty] | 2018-11-02 | NO | NO | NO | [6 empty] | AC | [7 empty] | NO
PD6SOFOW | Mobern Lighting Co | Mobern Lighting | RKDISE22-LED17FRDMV30 | Indoor Retrofit Kit | Troffer | Integrated Retrofit Kits for 2x2 Luminaires | General Purpose | Premium | YES |  | 2140 | 127.4 | 16.8 | 8.2 | 0.894 | 3090 | 84 | 5 |  | 2018-10-31 | Dimmable | Continuous Below 10 | YES |  | CCCGEC | [15 empty] | 77.7 |  | 1.18 | 1.28 | [6 empty] | 4.4 | 2140 | 127.4 | 16.8 | 7.1 | 0.894 | 3000 | 84 |  |  |  | NO | NO | NO | [8 empty] | 2018-11-02 | NO | NO | NO | [6 empty] | AC | [7 empty] | NO
PULIGUWB | Mobern Lighting Co | Mobern Lighting | RKDISE22-LED17FRDMV35 | Indoor Retrofit Kit | Troffer | Integrated Retrofit Kits for 2x2 Luminaires | General Purpose | Premium | NO | [10 empty] | 2018-10-31 | Dimmable | Continuous Below 10 | YES |  | CCCGEC | [25 empty] | 4.4 | 2170 | 129.167 | 16.8 | 7.1 | 0.894 | 3500 | 84 |  |  |  | NO | NO | NO | [8 empty] | 2018-11-02 | NO | NO | NO | [6 empty] | AC | [7 empty] | NO
PRCCEBUJ | Mobern Lighting Co | Mobern Lighting | RKDISE22-LED17FRDMV40 | Indoor Retrofit Kit | Troffer | Integrated Retrofit Kits for 2x2 Luminaires | General Purpose | Premium | NO | [10 empty] | 2018-10-31 | Dimmable | Continuous Below 10 | YES |  | CCCGEC | [25 empty] | 4.4 | 2240 | 133.333 | 16.8 | 7.1 | 0.894 | 4000 | 84 |  |  |  | NO | NO | NO | [8 empty] | 2018-11-02 | NO | NO | NO | [6 empty] | AC | [7 empty] | NO
PLW5U66X | Mobern Lighting Co | Mobern Lighting | RKDISE22-LED17FRDMV50 | Indoor Retrofit Kit | Troffer | Integrated Retrofit Kits for 2x2 Luminaires | General Purpose | Premium | NO | [10 empty] | 2018-10-31 | Dimmable | Continuous Below 10 | YES |  | CCCGEC | [25 empty] | 4.4 | 2280 | 135.714 | 16.8 | 7.1 | 0.894 | 5000 | 83 |  |  |  | NO | NO | NO | [8 empty] | 2018-11-02 | NO | NO | NO | [6 empty] | AC | [7 empty] | NO
P7MMNFZV | Mobern Lighting Co | Mobern Lighting | RKDISE22-LED18FRDMV30 | Indoor Retrofit Kit | Troffer | Integrated Retrofit Kits for 2x2 Luminaires | General Purpose | Premium | NO | [10 empty] | 2018-10-31 | Dimmable | Continuous Below 10 | YES |  | CCCGEC | [25 empty] | 4.4 | 2300 | 127.778 | 18 | 7.1 | 0.894 | 3000 | 84 |  |  |  | NO | NO | NO | [8 empty] | 2018-11-02 | NO | NO | NO | [6 empty] | AC | [7 empty] | NO
PMDJ0A44 | Mobern Lighting Co | Mobern Lighting | RKDISE22-LED18FRDMV35 | Indoor Retrofit Kit | Troffer | Integrated Retrofit Kits for 2x2 Luminaires | General Purpose | Premium | NO | [10 empty] | 2018-10-31 | Dimmable | Continuous Below 10 | YES |  | CCCGEC | [25 empty] | 4.4 | 2340 | 130 | 18 | 7.1 | 0.894 | 3500 | 84 |  |  |  | NO | NO | NO | [8 empty] | 2018-11-02 | NO | NO | NO | [6 empty] | AC | [7 empty] | NO
P95NNH3A | Mobern Lighting Co | Mobern Lighting | RKDISE22-LED18FRDMV40 | Indoor Retrofit Kit | Troffer | Integrated Retrofit Kits for 2x2 Luminaires | General Purpose | Premium | NO | [10 empty] | 2018-10-31 | Dimmable | Continuous Below 10 | YES |  | CCCGEC | [25 empty] | 4.4 | 2410 | 133.889 | 18 | 7.1 | 0.894 | 4000 | 84 |  |  |  | NO | NO | NO | [8 empty] | 2018-11-02 | NO | NO | NO | [6 empty] | AC | [7 empty] | NO
PTR232C1 | Mobern Lighting Co | Mobern Lighting | RKDISE22-LED18FRDMV50 | Indoor Retrofit Kit | Troffer | Integrated Retrofit Kits for 2x2 Luminaires | General Purpose | Premium | NO | [10 empty] | 2018-10-31 | Dimmable | Continuous Below 10 | YES |  | CCCGEC | [25 empty] | 4.4 | 2460 | 136.667 | 18 | 7.1 | 0.894 | 5000 | 83 |  |  |  | NO | NO | NO | [8 empty] | 2018-11-02 | NO | NO | NO | [6 empty] | AC | [7 empty] | NO
PO1KLQ9W | Mobern Lighting Co | Mobern Lighting | RKDISE22-LED20FRDMV30 | Indoor Retrofit Kit | Troffer | Integrated Retrofit Kits for 2x2 Luminaires | General Purpose | Premium | NO | [10 empty] | 2018-10-31 | Dimmable | Continuous Below 10 | YES |  | CCCGEC | [25 empty] | 4.4 | 2750 | 125 | 22 | 7.1 | 0.894 | 3000 | 84 |  |  |  | NO | NO | NO | [8 empty] | 2018-11-02 | NO | NO | NO | [6 empty] | AC | [7 empty] | NO
P3IQFEJS | Mobern Lighting Co | Mobern Lighting | RKDISE22-LED20FRDMV35 | Indoor Retrofit Kit | Troffer | Integrated Retrofit Kits for 2x2 Luminaires | General Purpose | Premium | NO | [10 empty] | 2018-10-31 | Dimmable | Continuous Below 10 | YES |  | CCCGEC | [25 empty] | 4.4 | 2800 | 127.273 | 22 | 7.1 | 0.894 | 3500 | 84 |  |  |  | NO | NO | NO | [8 empty] | 2018-11-02 | NO | NO | NO | [6 empty] | AC | [7 empty] | NO
PIS6WX7J | Mobern Lighting Co | Mobern Lighting | RKDISE22-LED20FRDMV40 | Indoor Retrofit Kit | Troffer | Integrated Retrofit Kits for 2x2 Luminaires | General Purpose | Premium | NO | [10 empty] | 2018-10-31 | Dimmable | Continuous Below 10 | YES |  | CCCGEC | [25 empty] | 4.4 | 2880 | 130.909 | 22 | 7.1 | 0.894 | 4000 | 84 |  |  |  | NO | NO | NO | [8 empty] | 2018-11-02 | NO | NO | NO | [6 empty] | AC | [7 empty] | NO
PQX3T6UA | Mobern Lighting Co | Mobern Lighting | RKDISE22-LED20FRDMV50 | Indoor Retrofit Kit | Troffer | Integrated Retrofit Kits for 2x2 Luminaires | General Purpose | Premium | NO | [10 empty] | 2018-10-31 | Dimmable | Continuous Below 10 | YES |  | CCCGEC | [25 empty] | 4.4 | 2940 | 133.636 | 22 | 7.1 | 0.894 | 5000 | 83 |  |  |  | NO | NO | NO | [8 empty] | 2018-11-02 | NO | NO | NO | [6 empty] | AC | [7 empty] | NO
POLBMPHI | Mobern Lighting Co | Mobern Lighting | RKDISE22-LED24FRDMV30 | Indoor Retrofit Kit | Troffer | Integrated Retrofit Kits for 2x2 Luminaires | General Purpose | Premium | NO | [10 empty] | 2018-10-31 | Dimmable | Continuous Below 10 | YES |  | CCCGEC | [25 empty] | 4.4 | 2985 | 124.375 | 24 | 5.96 | 0.934 | 3000 | 84 |  |  |  | NO | NO | NO | [8 empty] | 2018-11-02 | NO | NO | NO | [6 empty] | AC | [7 empty] | NO
PZFU00XU | Mobern Lighting Co | Mobern Lighting | RKDISE22-LED24FRDMV35 | Indoor Retrofit Kit | Troffer | Integrated Retrofit Kits for 2x2 Luminaires | General Purpose | Premium | NO | [10 empty] | 2018-10-31 | Dimmable | Continuous Below 10 | YES |  | CCCGEC | [25 empty] | 4.4 | 3035 | 126.458 | 24 | 5.96 | 0.934 | 3500 | 84 |  |  |  | NO | NO | NO | [8 empty] | 2018-11-02 | NO | NO | NO | [6 empty] | AC | [7 empty] | NO
PMK3OV0N | Mobern Lighting Co | Mobern Lighting | RKDISE22-LED24FRDMV40 | Indoor Retrofit Kit | Troffer | Integrated Retrofit Kits for 2x2 Luminaires | General Purpose | Premium | NO | [10 empty] | 2018-10-31 | Dimmable | Continuous Below 10 | YES |  | CCCGEC | [25 empty] | 4.4 | 3125 | 130.208 | 24 | 5.96 | 0.934 | 4000 | 84 |  |  |  | NO | NO | NO | [8 empty] | 2018-11-02 | NO | NO | NO | [6 empty] | AC | [7 empty] | NO
PEY9A8WB | Mobern Lighting Co | Mobern Lighting | RKDISE22-LED24FRDMV50 | Indoor Retrofit Kit | Troffer | Integrated Retrofit Kits for 2x2 Luminaires | General Purpose | Premium | NO | [10 empty] | 2018-10-31 | Dimmable | Continuous Below 10 | YES |  | CCCGEC | [25 empty] | 4.4 | 3170 | 132.083 | 24 | 5.96 | 0.934 | 5000 | 83 |  |  |  | NO | NO | NO | [8 empty] | 2018-11-02 | NO | NO | NO | [6 empty] | AC | [7 empty] | NO
P8FXKHJO | Mobern Lighting Co | Mobern Lighting | RKDISE22-LED28FRDMV30 | Indoor Retrofit Kit | Troffer | Integrated Retrofit Kits for 2x2 Luminaires | General Purpose | Premium | NO | [10 empty] | 2018-10-31 | Dimmable | Continuous Below 10 | YES |  | CCCGEC | [25 empty] | 4.4 | 3448 | 123.143 | 28 | 6.07 | 0.956 | 3000 | 84 |  |  |  | NO | NO | NO | [8 empty] | 2018-11-02 | NO | NO | NO | [6 empty] | AC | [7 empty] | NO
P27DK3SS | Mobern Lighting Co | Mobern Lighting | RKDISE22-LED28FRDMV35 | Indoor Retrofit Kit | Troffer | Integrated Retrofit Kits for 2x2 Luminaires | General Purpose | Premium | NO | [10 empty] | 2018-10-31 | Dimmable | Continuous Below 10 | YES |  | CCCGEC | [25 empty] | 4.4 | 3500 | 125 | 28 | 6.07 | 0.956 | 3500 | 84 |  |  |  | NO | NO | NO | [8 empty] | 2018-11-02 | NO | NO | NO | [6 empty] | AC | [7 empty] | NO
PD369W7A | Mobern Lighting Co | Mobern Lighting | RKDISE22-LED28FRDMV40 | Indoor Retrofit Kit | Troffer | Integrated Retrofit Kits for 2x2 Luminaires | General Purpose | Premium | NO | [10 empty] | 2018-10-31 | Dimmable | Continuous Below 10 | YES |  | CCCGEC | [25 empty] | 4.4 | 3610 | 128.929 | 28 | 6.07 | 0.956 | 4000 | 84 |  |  |  | NO | NO | NO | [8 empty] | 2018-11-02 | NO | NO | NO | [6 empty] | AC | [7 empty] | NO
PKNQZ0UQ | Mobern Lighting Co | Mobern Lighting | RKDISE22-LED28FRDMV50 | Indoor Retrofit Kit | Troffer | Integrated Retrofit Kits for 2x2 Luminaires | General Purpose | Premium | NO | [10 empty] | 2018-10-31 | Dimmable | Continuous Below 10 | YES |  | CCCGEC | [25 empty] | 4.4 | 3680 | 131.429 | 28 | 6.07 | 0.956 | 5000 | 83 |  |  |  | NO | NO | NO | [8 empty] | 2018-11-02 | NO | NO | NO | [6 empty] | AC | [7 empty] | NO
PM01I6I4 | Mobern Lighting Co | Mobern Lighting | RKDISE22-LED30FRDMV30 | Indoor Retrofit Kit | Troffer | Integrated Retrofit Kits for 2x2 Luminaires | General Purpose | Premium | YES |  | 3609.9 | 122.6 | 29.45 | 8.2 | 0.894 | 3090 | 84 | 5 |  | 2018-10-31 | Dimmable | Continuous Below 10 | YES |  | CCCGEC | [15 empty] | 77.7 |  | 1.18 | 1.28 | [6 empty] | 4.4 | 3609.9 | 122.6 | 29.45 | 6.4 | 0.993 | 3000 | 84 |  |  |  | NO | NO | NO | [8 empty] | 2018-11-02 | NO | NO | NO | [6 empty] | AC | [7 empty] | NO
PEFJCUK2 | Mobern Lighting Co | Mobern Lighting | RKDISE22-LED30FRDMV35 | Indoor Retrofit Kit | Troffer | Integrated Retrofit Kits for 2x2 Luminaires | General Purpose | Premium | NO | [10 empty] | 2018-10-31 | Dimmable | Continuous Below 10 | YES |  | CCCGEC | [25 empty] | 4.4 | 3665 | 124.448 | 29.45 | 6.4 | 0.993 | 3500 | 84 |  |  |  | NO | NO | NO | [8 empty] | 2018-11-02 | NO | NO | NO | [6 empty] | AC | [7 empty] | NO
PC66VT0O | Mobern Lighting Co | Mobern Lighting | RKDISE22-LED30FRDMV40 | Indoor Retrofit Kit | Troffer | Integrated Retrofit Kits for 2x2 Luminaires | General Purpose | Premium | NO | [10 empty] | 2018-10-31 | Dimmable | Continuous Below 10 | YES |  | CCCGEC | [25 empty] | 4.4 | 3775 | 128.183 | 29.45 | 6.4 | 0.993 | 4000 | 84 |  |  |  | NO | NO | NO | [8 empty] | 2018-11-02 | NO | NO | NO | [6 empty] | AC | [7 empty] | NO
POJW6YGS | Mobern Lighting Co | Mobern Lighting | RKDISE22-LED30FRDMV50 | Indoor Retrofit Kit | Troffer | Integrated Retrofit Kits for 2x2 Luminaires | General Purpose | Premium | YES |  | 3847 | 130.4 | 29.51 | 6.4 | 0.993 | 5105 | 83 | 5 |  | 2018-10-31 | Dimmable | Continuous Below 10 | YES |  | CCCGEC | [15 empty] | 77.7 |  | 1.18 | 1.28 | [6 empty] | 4.4 | 3847 | 130.4 | 29.45 | 6.4 | 0.993 | 5000 | 83 |  |  |  | NO | NO | NO | [8 empty] | 2018-11-02 | NO | NO | NO | [6 empty] | AC | [7 empty] | NO
PUVL5K3L | Mobern Lighting Co | Mobern Lighting | RKDISE22-LED31FRDMV30 | Indoor Retrofit Kit | Troffer | Integrated Retrofit Kits for 2x2 Luminaires | General Purpose | Premium | NO | [10 empty] | 2018-10-31 | Dimmable | Continuous Below 10 | YES |  | CCCGEC | [25 empty] | 4.4 | 3957.5 | 129.5 | 30.55 | 7.25 | 0.943 | 3000 | 84 |  |  |  | NO | NO | NO | [8 empty] | 2018-11-02 | NO | NO | NO | [6 empty] | AC | [7 empty] | NO
PR0VCZB8 | Mobern Lighting Co | Mobern Lighting | RKDISE22-LED31FRDMV35 | Indoor Retrofit Kit | Troffer | Integrated Retrofit Kits for 2x2 Luminaires | General Purpose | Premium | NO | [10 empty] | 2018-10-31 | Dimmable | Continuous Below 10 | YES |  | CCCGEC | [25 empty] | 4.4 | 4010 | 131.26 | 30.55 | 7.25 | 0.943 | 3500 | 84 |  |  |  | NO | NO | NO | [8 empty] | 2018-11-02 | NO | NO | NO | [6 empty] | AC | [7 empty] | NO
PM4BFRHH | Mobern Lighting Co | Mobern Lighting | RKDISE22-LED31FRDMV40 | Indoor Retrofit Kit | Troffer | Integrated Retrofit Kits for 2x2 Luminaires | General Purpose | Premium | NO | [10 empty] | 2018-10-31 | Dimmable | Continuous Below 10 | YES |  | CCCGEC | [25 empty] | 4.4 | 4140 | 135.516 | 30.55 | 7.25 | 0.943 | 4000 | 84 |  |  |  | NO | NO | NO | [8 empty] | 2018-11-02 | NO | NO | NO | [6 empty] | AC | [7 empty] | NO
POSWC2ZS | Mobern Lighting Co | Mobern Lighting | RKDISE22-LED31FRDMV50 | Indoor Retrofit Kit | Troffer | Integrated Retrofit Kits for 2x2 Luminaires | General Purpose | Premium | NO | [10 empty] | 2018-10-31 | Dimmable | Continuous Below 10 | YES |  | CCCGEC | [25 empty] | 4.4 | 4260 | 139.444 | 30.55 | 7.25 | 0.943 | 5000 | 83 |  |  |  | NO | NO | NO | [8 empty] | 2018-11-02 | NO | NO | NO | [6 empty] | AC | [7 empty] | NO
P78WI9IQ | Mobern Lighting Co | Mobern Lighting | RKDISE22-LED35FRDMV30 | Indoor Retrofit Kit | Troffer | Integrated Retrofit Kits for 2x2 Luminaires | General Purpose | Premium | NO | [10 empty] | 2018-10-31 | Dimmable | Continuous Below 10 | YES |  | CCCGEC | [25 empty] | 4.4 | 4340 | 124 | 35 | 7.25 | 0.943 | 3000 | 84 |  |  |  | NO | NO | NO | [8 empty] | 2018-11-02 | NO | NO | NO | [6 empty] | AC | [7 empty] | NO
PFD1CJGN | Mobern Lighting Co | Mobern Lighting | RKDISE22-LED35FRDMV35 | Indoor Retrofit Kit | Troffer | Integrated Retrofit Kits for 2x2 Luminaires | General Purpose | Premium | NO | [10 empty] | 2018-10-31 | Dimmable | Continuous Below 10 | YES |  | CCCGEC | [25 empty] | 4.4 | 4410 | 126 | 35 | 7.25 | 0.943 | 3500 | 84 |  |  |  | NO | NO | NO | [8 empty] | 2018-11-02 | NO | NO | NO | [6 empty] | AC | [7 empty] | NO
PO595ING | Mobern Lighting Co | Mobern Lighting | RKDISE22-LED35FRDMV40 | Indoor Retrofit Kit | Troffer | Integrated Retrofit Kits for 2x2 Luminaires | General Purpose | Premium | NO | [10 empty] | 2018-10-31 | Dimmable | Continuous Below 10 | YES |  | CCCGEC | [25 empty] | 4.4 | 4540 | 129.714 | 35 | 7.25 | 0.943 | 4000 | 84 |  |  |  | NO | NO | NO | [8 empty] | 2018-11-02 | NO | NO | NO | [6 empty] | AC | [7 empty] | NO
PVH8XAB4 | Mobern Lighting Co | Mobern Lighting | RKDISE22-LED35FRDMV50 | Indoor Retrofit Kit | Troffer | Integrated Retrofit Kits for 2x2 Luminaires | General Purpose | Premium | NO | [10 empty] | 2018-10-31 | Dimmable | Continuous Below 10 | YES |  | CCCGEC | [25 empty] | 4.4 | 4683 | 133.8 | 35 | 7.25 | 0.943 | 5000 | 83 |  |  |  | NO | NO | NO | [8 empty] | 2018-11-02 | NO | NO | NO | [6 empty] | AC | [7 empty] | NO
PXBTCLJM | Mobern Lighting Co | Mobern Lighting | RKDISE22-LED40FRDMV30 | Indoor Retrofit Kit | Troffer | Integrated Retrofit Kits for 2x2 Luminaires | General Purpose | Premium | NO | [10 empty] | 2018-10-31 | Dimmable | Continuous Below 10 | YES |  | CCCGEC | [25 empty] | 4.4 | 4930 | 123.25 | 40 | 7.25 | 0.943 | 3000 | 84 |  |  |  | NO | NO | NO | [8 empty] | 2018-11-02 | NO | NO | NO | [6 empty] | AC | [7 empty] | NO
PS2HICUQ | Mobern Lighting Co | Mobern Lighting | RKDISE22-LED40FRDMV35 | Indoor Retrofit Kit | Troffer | Integrated Retrofit Kits for 2x2 Luminaires | General Purpose | Premium | NO | [10 empty] | 2018-10-31 | Dimmable | Continuous Below 10 | YES |  | CCCGEC | [25 empty] | 4.4 | 5010 | 125.25 | 40 | 7.25 | 0.943 | 3500 | 84 |  |  |  | NO | NO | NO | [8 empty] | 2018-11-02 | NO | NO | NO | [6 empty] | AC | [7 empty] | NO
PGSX4ND9 | Mobern Lighting Co | Mobern Lighting | RKDISE22-LED40FRDMV40 | Indoor Retrofit Kit | Troffer | Integrated Retrofit Kits for 2x2 Luminaires | General Purpose | Premium | NO | [10 empty] | 2018-10-31 | Dimmable | Continuous Below 10 | YES |  | CCCGEC | [25 empty] | 4.4 | 5160 | 129 | 40 | 7.25 | 0.943 | 4000 | 84 |  |  |  | NO | NO | NO | [8 empty] | 2018-11-02 | NO | NO | NO | [6 empty] | AC | [7 empty] | NO
PQUTTQNI | Mobern Lighting Co | Mobern Lighting | RKDISE22-LED40FRDMV50 | Indoor Retrofit Kit | Troffer | Integrated Retrofit Kits for 2x2 Luminaires | General Purpose | Premium | NO | [10 empty] | 2018-10-31 | Dimmable | Continuous Below 10 | YES |  | CCCGEC | [25 empty] | 4.4 | 5320 | 133 | 40 | 7.25 | 0.943 | 5000 | 83 |  |  |  | NO | NO | NO | [8 empty] | 2018-11-02 | NO | NO | NO | [6 empty] | AC | [7 empty] | NO
P6JIZBY4 | Mobern Lighting Co | Mobern Lighting | RKDISE22-LED45FRDMV30 | Indoor Retrofit Kit | Troffer | Integrated Retrofit Kits for 2x2 Luminaires | General Purpose | Premium | NO | [10 empty] | 2018-10-31 | Dimmable | Continuous Below 10 | YES |  | CCCGEC | [25 empty] | 4.4 | 5519.9 | 122.9 | 44.9 | 7.25 | 0.943 | 3000 | 84 |  |  |  | NO | NO | NO | [8 empty] | 2018-11-02 | NO | NO | NO | [6 empty] | AC | [7 empty] | NO
PXLHVAG4 | Mobern Lighting Co | Mobern Lighting | RKDISE22-LED45FRDMV35 | Indoor Retrofit Kit | Troffer | Integrated Retrofit Kits for 2x2 Luminaires | General Purpose | Premium | NO | [10 empty] | 2018-10-31 | Dimmable | Continuous Below 10 | YES |  | CCCGEC | [25 empty] | 4.4 | 5600 | 124.722 | 44.9 | 7.25 | 0.943 | 3500 | 84 |  |  |  | NO | NO | NO | [8 empty] | 2018-11-02 | NO | NO | NO | [6 empty] | AC | [7 empty] | NO
PETCZPUE | Mobern Lighting Co | Mobern Lighting | RKDISE22-LED45FRDMV40 | Indoor Retrofit Kit | Troffer | Integrated Retrofit Kits for 2x2 Luminaires | General Purpose | Premium | NO | [10 empty] | 2018-10-31 | Dimmable | Continuous Below 10 | YES |  | CCCGEC | [25 empty] | 4.4 | 5780 | 128.731 | 44.9 | 7.25 | 0.943 | 4000 | 84 |  |  |  | NO | NO | NO | [8 empty] | 2018-11-02 | NO | NO | NO | [6 empty] | AC | [7 empty] | NO
PGJPJ4PO | Mobern Lighting Co | Mobern Lighting | RKDISE22-LED45FRDMV50 | Indoor Retrofit Kit | Troffer | Integrated Retrofit Kits for 2x2 Luminaires | General Purpose | Premium | NO | [10 empty] | 2018-10-31 | Dimmable | Continuous Below 10 | YES |  | CCCGEC | [25 empty] | 4.4 | 5950 | 132.517 | 44.9 | 7.25 | 0.943 | 5000 | 83 |  |  |  | NO | NO | NO | [8 empty] | 2018-11-02 | NO | NO | NO | [6 empty] | AC | [7 empty] | NO
P8YTKQYQ | Mobern Lighting Co | Mobern Lighting | RKDISE24-LED21FRDMV30 | Indoor Retrofit Kit | Troffer | Integrated Retrofit Kits for 2x4 Luminaires | General Purpose | Premium | YES |  | 2953 | 137.3 | 21.5 | 9.1 | 0.924 | 3083 | 84 | 5 |  | 2018-11-02 | Dimmable | Continuous Below 10 | YES |  | CCCGED | [15 empty] | 77.6 |  | 1.2 | 1.28 | [6 empty] | 4.4 | 2953 | 137.3 | 21.5 | 9.1 | 0.924 | 3000 | 84 |  |  |  | NO | NO | NO | [8 empty] | 2018-11-02 | NO | NO | NO | [6 empty] | AC | [7 empty] | NO
PWNEYZQR | Mobern Lighting Co | Mobern Lighting | RKDISE24-LED21FRDMV35 | Indoor Retrofit Kit | Troffer | Integrated Retrofit Kits for 2x4 Luminaires | General Purpose | Premium | NO | [10 empty] | 2018-11-02 | Dimmable | Continuous Below 10 | YES |  | CCCGED | [25 empty] | 4.4 | 3000 | 139.535 | 21.5 | 9.1 | 0.924 | 3500 | 84 |  |  |  | NO | NO | NO | [8 empty] | 2018-11-02 | NO | NO | NO | [6 empty] | AC | [7 empty] | NO
P1L388FX | Mobern Lighting Co | Mobern Lighting | RKDISE24-LED21FRDMV40 | Indoor Retrofit Kit | Troffer | Integrated Retrofit Kits for 2x4 Luminaires | General Purpose | Premium | NO | [10 empty] | 2018-11-02 | Dimmable | Continuous Below 10 | YES |  | CCCGED | [25 empty] | 4.4 | 3090 | 143.721 | 21.5 | 9.1 | 0.924 | 4000 | 84 |  |  |  | NO | NO | NO | [8 empty] | 2018-11-02 | NO | NO | NO | [6 empty] | AC | [7 empty] | NO
P9OVROHS | Mobern Lighting Co | Mobern Lighting | RKDISE24-LED21FRDMV50 | Indoor Retrofit Kit | Troffer | Integrated Retrofit Kits for 2x4 Luminaires | General Purpose | Premium | NO | [10 empty] | 2018-11-02 | Dimmable | Continuous Below 10 | YES |  | CCCGED | [25 empty] | 4.4 | 3185 | 148.14 | 21.5 | 9.1 | 0.924 | 5000 | 83 |  |  |  | NO | NO | NO | [8 empty] | 2018-11-02 | NO | NO | NO | [6 empty] | AC | [7 empty] | NO
P3DEB4EX | Mobern Lighting Co | Mobern Lighting | RKDISE24-LED28FRDMV30 | Indoor Retrofit Kit | Troffer | Integrated Retrofit Kits for 2x4 Luminaires | General Purpose | Premium | NO | [10 empty] | 2018-11-02 | Dimmable | Continuous Below 10 | YES |  | CCCGED | [25 empty] | 4.4 | 3880 | 138.571 | 28 | 9.1 | 0.924 | 3000 | 84 |  |  |  | NO | NO | NO | [8 empty] | 2018-11-02 | NO | NO | NO | [6 empty] | AC | [7 empty] | NO
PTKC03ME | Mobern Lighting Co | Mobern Lighting | RKDISE24-LED28FRDMV35 | Indoor Retrofit Kit | Troffer | Integrated Retrofit Kits for 2x4 Luminaires | General Purpose | Premium | NO | [10 empty] | 2018-11-02 | Dimmable | Continuous Below 10 | YES |  | CCCGED | [25 empty] | 4.4 | 3940 | 140.714 | 28 | 9.1 | 0.924 | 3500 | 84 |  |  |  | NO | NO | NO | [8 empty] | 2018-11-02 | NO | NO | NO | [6 empty] | AC | [7 empty] | NO
P24KZ1AI | Mobern Lighting Co | Mobern Lighting | RKDISE24-LED28FRDMV40 | Indoor Retrofit Kit | Troffer | Integrated Retrofit Kits for 2x4 Luminaires | General Purpose | Premium | NO | [10 empty] | 2018-11-02 | Dimmable | Continuous Below 10 | YES |  | CCCGED | [25 empty] | 4.4 | 4060 | 145 | 28 | 9.1 | 0.924 | 4000 | 84 |  |  |  | NO | NO | NO | [8 empty] | 2018-11-02 | NO | NO | NO | [6 empty] | AC | [7 empty] | NO
PJLK424P | Mobern Lighting Co | Mobern Lighting | RKDISE24-LED28FRDMV50 | Indoor Retrofit Kit | Troffer | Integrated Retrofit Kits for 2x4 Luminaires | General Purpose | Premium | NO | [10 empty] | 2018-11-02 | Dimmable | Continuous Below 10 | YES |  | CCCGED | [25 empty] | 4.4 | 4185 | 149.464 | 28 | 9.1 | 0.924 | 5000 | 83 |  |  |  | NO | NO | NO | [8 empty] | 2018-11-02 | NO | NO | NO | [6 empty] | AC | [7 empty] | NO
P3FAETWC | Mobern Lighting Co | Mobern Lighting | RKDISE24-LED30FRDMV30 | Indoor Retrofit Kit | Troffer | Integrated Retrofit Kits for 2x4 Luminaires | General Purpose | Premium | NO | [10 empty] | 2018-11-02 | Dimmable | Continuous Below 10 | YES |  | CCCGED | [25 empty] | 4.4 | 4120 | 137.333 | 30 | 9.1 | 0.924 | 3000 | 84 |  |  |  | NO | NO | NO | [8 empty] | 2018-11-02 | NO | NO | NO | [6 empty] | AC | [7 empty] | NO
P4TM5REK | Mobern Lighting Co | Mobern Lighting | RKDISE24-LED30FRDMV35 | Indoor Retrofit Kit | Troffer | Integrated Retrofit Kits for 2x4 Luminaires | General Purpose | Premium | NO | [10 empty] | 2018-11-02 | Dimmable | Continuous Below 10 | YES |  | CCCGED | [25 empty] | 4.4 | 4185 | 139.5 | 30 | 9.1 | 0.924 | 3500 | 84 |  |  |  | NO | NO | NO | [8 empty] | 2018-11-02 | NO | NO | NO | [6 empty] | AC | [7 empty] | NO
P80IP8BL | Mobern Lighting Co | Mobern Lighting | RKDISE24-LED30FRDMV40 | Indoor Retrofit Kit | Troffer | Integrated Retrofit Kits for 2x4 Luminaires | General Purpose | Premium | NO | [10 empty] | 2018-11-02 | Dimmable | Continuous Below 10 | YES |  | CCCGED | [25 empty] | 4.4 | 4315 | 143.833 | 30 | 9.1 | 0.924 | 4000 | 84 |  |  |  | NO | NO | NO | [8 empty] | 2018-11-02 | NO | NO | NO | [6 empty] | AC | [7 empty] | NO
PR5UAXC4 | Mobern Lighting Co | Mobern Lighting | RKDISE24-LED30FRDMV50 | Indoor Retrofit Kit | Troffer | Integrated Retrofit Kits for 2x4 Luminaires | General Purpose | Premium | NO | [10 empty] | 2018-11-02 | Dimmable | Continuous Below 10 | YES |  | CCCGED | [25 empty] | 4.4 | 4445 | 148.167 | 30 | 9.1 | 0.924 | 5000 | 83 |  |  |  | NO | NO | NO | [8 empty] | 2018-11-02 | NO | NO | NO | [6 empty] | AC | [7 empty] | NO
PKFSM23P | Mobern Lighting Co | Mobern Lighting | RKDISE24-LED32FRDMV30 | Indoor Retrofit Kit | Troffer | Integrated Retrofit Kits for 2x4 Luminaires | General Purpose | Premium | NO | [10 empty] | 2018-11-02 | Dimmable | Continuous Below 10 | YES |  | CCCGED | [25 empty] | 4.4 | 4395 | 137.344 | 32 | 9.1 | 0.924 | 3000 | 84 |  |  |  | NO | NO | NO | [8 empty] | 2018-11-02 | NO | NO | NO | [6 empty] | AC | [7 empty] | NO
PEFMB4P7 | Mobern Lighting Co | Mobern Lighting | RKDISE24-LED32FRDMV35 | Indoor Retrofit Kit | Troffer | Integrated Retrofit Kits for 2x4 Luminaires | General Purpose | Premium | NO | [10 empty] | 2018-11-02 | Dimmable | Continuous Below 10 | YES |  | CCCGED | [25 empty] | 4.4 | 4465 | 139.531 | 32 | 9.1 | 0.924 | 3500 | 84 |  |  |  | NO | NO | NO | [8 empty] | 2018-11-02 | NO | NO | NO | [6 empty] | AC | [7 empty] | NO
PQ1HMMQX | Mobern Lighting Co | Mobern Lighting | RKDISE24-LED32FRDMV40 | Indoor Retrofit Kit | Troffer | Integrated Retrofit Kits for 2x4 Luminaires | General Purpose | Premium | NO | [10 empty] | 2018-11-02 | Dimmable | Continuous Below 10 | YES |  | CCCGED | [25 empty] | 4.4 | 4600 | 143.75 | 32 | 9.1 | 0.924 | 4000 | 84 |  |  |  | NO | NO | NO | [8 empty] | 2018-11-02 | NO | NO | NO | [6 empty] | AC | [7 empty] | NO
PVSHQ2NN | Mobern Lighting Co | Mobern Lighting | RKDISE24-LED32FRDMV50 | Indoor Retrofit Kit | Troffer | Integrated Retrofit Kits for 2x4 Luminaires | General Purpose | Premium | NO | [10 empty] | 2018-11-02 | Dimmable | Continuous Below 10 | YES |  | CCCGED | [25 empty] | 4.4 | 4740 | 148.125 | 32 | 9.1 | 0.924 | 5000 | 83 |  |  |  | NO | NO | NO | [8 empty] | 2018-11-02 | NO | NO | NO | [6 empty] | AC | [7 empty] | NO
PU8D42E8 | Mobern Lighting Co | Mobern Lighting | RKDISE24-LED35FRDMV30 | Indoor Retrofit Kit | Troffer | Integrated Retrofit Kits for 2x4 Luminaires | General Purpose | Premium | NO | [10 empty] | 2018-11-02 | Dimmable | Continuous Below 10 | YES |  | CCCGED | [25 empty] | 4.4 | 4805 | 137.286 | 35 | 10 | 0.915 | 3000 | 84 |  |  |  | NO | NO | NO | [8 empty] | 2018-11-02 | NO | NO | NO | [6 empty] | AC | [7 empty] | NO
PO6LNZBJ | Mobern Lighting Co | Mobern Lighting | RKDISE24-LED35FRDMV35 | Indoor Retrofit Kit | Troffer | Integrated Retrofit Kits for 2x4 Luminaires | General Purpose | Premium | NO | [10 empty] | 2018-11-02 | Dimmable | Continuous Below 10 | YES |  | CCCGED | [25 empty] | 4.4 | 4880 | 139.429 | 35 | 10 | 0.915 | 3500 | 84 |  |  |  | NO | NO | NO | [8 empty] | 2018-11-02 | NO | NO | NO | [6 empty] | AC | [7 empty] | NO
PLN4OYY3 | Mobern Lighting Co | Mobern Lighting | RKDISE24-LED35FRDMV40 | Indoor Retrofit Kit | Troffer | Integrated Retrofit Kits for 2x4 Luminaires | General Purpose | Premium | NO | [10 empty] | 2018-11-02 | Dimmable | Continuous Below 10 | YES |  | CCCGED | [25 empty] | 4.4 | 5030 | 143.714 | 35 | 10 | 0.915 | 4000 | 84 |  |  |  | NO | NO | NO | [8 empty] | 2018-11-02 | NO | NO | NO | [6 empty] | AC | [7 empty] | NO
P4YOJKLS | Mobern Lighting Co | Mobern Lighting | RKDISE24-LED35FRDMV50 | Indoor Retrofit Kit | Troffer | Integrated Retrofit Kits for 2x4 Luminaires | General Purpose | Premium | NO | [10 empty] | 2018-11-02 | Dimmable | Continuous Below 10 | YES |  | CCCGED | [25 empty] | 4.4 | 5185 | 148.143 | 35 | 10 | 0.915 | 5000 | 83 |  |  |  | NO | NO | NO | [8 empty] | 2018-11-02 | NO | NO | NO | [6 empty] | AC | [7 empty] | NO
PXR9B5JZ | Mobern Lighting Co | Mobern Lighting | RKDISE24-LED40FRDMV30 | Indoor Retrofit Kit | Troffer | Integrated Retrofit Kits for 2x4 Luminaires | General Purpose | Premium | NO | [10 empty] | 2018-11-02 | Dimmable | Continuous Below 10 | YES |  | CCCGED | [25 empty] | 4.4 | 5445 | 136.125 | 40 | 10 | 0.915 | 3000 | 84 |  |  |  | NO | NO | NO | [8 empty] | 2018-11-02 | NO | NO | NO | [6 empty] | AC | [7 empty] | NO
PIF1TFLA | Mobern Lighting Co | Mobern Lighting | RKDISE24-LED40FRDMV35 | Indoor Retrofit Kit | Troffer | Integrated Retrofit Kits for 2x4 Luminaires | General Purpose | Premium | NO | [10 empty] | 2018-11-02 | Dimmable | Continuous Below 10 | YES |  | CCCGED | [25 empty] | 4.4 | 5530 | 138.25 | 40 | 10 | 0.915 | 3500 | 84 |  |  |  | NO | NO | NO | [8 empty] | 2018-11-02 | NO | NO | NO | [6 empty] | AC | [7 empty] | NO
PMPWEU8O | Mobern Lighting Co | Mobern Lighting | RKDISE24-LED40FRDMV40 | Indoor Retrofit Kit | Troffer | Integrated Retrofit Kits for 2x4 Luminaires | General Purpose | Premium | NO | [10 empty] | 2018-11-02 | Dimmable | Continuous Below 10 | YES |  | CCCGED | [25 empty] | 4.4 | 5700 | 142.5 | 40 | 10 | 0.915 | 4000 | 84 |  |  |  | NO | NO | NO | [8 empty] | 2018-11-02 | NO | NO | NO | [6 empty] | AC | [7 empty] | NO
PBSP8YBE | Mobern Lighting Co | Mobern Lighting | RKDISE24-LED40FRDMV50 | Indoor Retrofit Kit | Troffer | Integrated Retrofit Kits for 2x4 Luminaires | General Purpose | Premium | NO | [10 empty] | 2018-11-02 | Dimmable | Continuous Below 10 | YES |  | CCCGED | [25 empty] | 4.4 | 5870 | 146.75 | 40 | 10 | 0.915 | 5000 | 83 |  |  |  | NO | NO | NO | [8 empty] | 2018-11-02 | NO | NO | NO | [6 empty] | AC | [7 empty] | NO
PHRRVVPO | Mobern Lighting Co | Mobern Lighting | RKDISE24-LED48FRDMV30 | Indoor Retrofit Kit | Troffer | Integrated Retrofit Kits for 2x4 Luminaires | General Purpose | Premium | NO | [10 empty] | 2018-11-02 | Dimmable | Continuous Below 10 | YES |  | CCCGED | [25 empty] | 4.4 | 6385 | 133.021 | 48 | 10 | 0.915 | 3000 | 84 |  |  |  | NO | NO | NO | [8 empty] | 2018-11-02 | NO | NO | NO | [6 empty] | AC | [7 empty] | NO
PCF9B86X | Mobern Lighting Co | Mobern Lighting | RKDISE24-LED48FRDMV35 | Indoor Retrofit Kit | Troffer | Integrated Retrofit Kits for 2x4 Luminaires | General Purpose | Premium | NO | [10 empty] | 2018-11-02 | Dimmable | Continuous Below 10 | YES |  | CCCGED | [25 empty] | 4.4 | 6490 | 135.208 | 48 | 10 | 0.915 | 3500 | 84 |  |  |  | NO | NO | NO | [8 empty] | 2018-11-02 | NO | NO | NO | [6 empty] | AC | [7 empty] | NO
PP6CEEN8 | Mobern Lighting Co | Mobern Lighting | RKDISE24-LED48FRDMV40 | Indoor Retrofit Kit | Troffer | Integrated Retrofit Kits for 2x4 Luminaires | General Purpose | Premium | NO | [10 empty] | 2018-11-02 | Dimmable | Continuous Below 10 | YES |  | CCCGED | [25 empty] | 4.4 | 6690 | 139.375 | 48 | 10 | 0.915 | 4000 | 84 |  |  |  | NO | NO | NO | [8 empty] | 2018-11-02 | NO | NO | NO | [6 empty] | AC | [7 empty] | NO
PNA51Z8F | Mobern Lighting Co | Mobern Lighting | RKDISE24-LED48FRDMV50 | Indoor Retrofit Kit | Troffer | Integrated Retrofit Kits for 2x4 Luminaires | General Purpose | Premium | NO | [10 empty] | 2018-11-02 | Dimmable | Continuous Below 10 | YES |  | CCCGED | [25 empty] | 4.4 | 6890 | 143.542 | 48 | 10 | 0.915 | 5000 | 83 |  |  |  | NO | NO | NO | [8 empty] | 2018-11-02 | NO | NO | NO | [6 empty] | AC | [7 empty] | NO
PQRTKD18 | Mobern Lighting Co | Mobern Lighting | RKDISE24-LED57FRDMV30 | Indoor Retrofit Kit | Troffer | Integrated Retrofit Kits for 2x4 Luminaires | General Purpose | Premium | YES |  | 7375.8 | 131.8 | 55.98 | 9.1 | 0.924 | 3083 | 84 | 5 |  | 2018-11-02 | Dimmable | Continuous Below 10 | YES |  | CCCGED | [15 empty] | 77.6 |  | 1.2 | 1.28 | [6 empty] | 4.4 | 7375.8 | 131.758 | 55.98 | 10 | 0.915 | 3000 | 84 |  |  |  | NO | NO | NO | [8 empty] | 2018-11-02 | NO | NO | NO | [6 empty] | AC | [7 empty] | NO
PFZJ3G0X | Mobern Lighting Co | Mobern Lighting | RKDISE24-LED57FRDMV35 | Indoor Retrofit Kit | Troffer | Integrated Retrofit Kits for 2x4 Luminaires | General Purpose | Premium | NO | [10 empty] | 2018-11-02 | Dimmable | Continuous Below 10 | YES |  | CCCGED | [25 empty] | 4.4 | 7450 | 133.083 | 55.98 | 10 | 0.915 | 3500 | 84 |  |  |  | NO | NO | NO | [8 empty] | 2018-11-02 | NO | NO | NO | [6 empty] | AC | [7 empty] | NO
PK3N783P | Mobern Lighting Co | Mobern Lighting | RKDISE24-LED57FRDMV40 | Indoor Retrofit Kit | Troffer | Integrated Retrofit Kits for 2x4 Luminaires | General Purpose | Premium | NO | [10 empty] | 2018-11-02 | Dimmable | Continuous Below 10 | YES |  | CCCGED | [25 empty] | 4.4 | 7675 | 137.103 | 55.98 | 10 | 0.915 | 4000 | 84 |  |  |  | NO | NO | NO | [8 empty] | 2018-11-02 | NO | NO | NO | [6 empty] | AC | [7 empty] | NO
PPXB900B | Mobern Lighting Co | Mobern Lighting | RKDISE24-LED57FRDMV50 | Indoor Retrofit Kit | Troffer | Integrated Retrofit Kits for 2x4 Luminaires | General Purpose | Premium | NO | [10 empty] | 2018-11-02 | Dimmable | Continuous Below 10 | YES |  | CCCGED | [25 empty] | 4.4 | 7910 | 141.3 | 55.98 | 10 | 0.915 | 5000 | 83 |  |  |  | NO | NO | NO | [8 empty] | 2018-11-02 | NO | NO | NO | [6 empty] | AC | [7 empty] | NO
P3T7KXG6 | Mobern Lighting Co | Mobern Lighting | RKDIW22-LED25DMV35 | Indoor Retrofit Kit | Troffer | Integrated Retrofit Kits for 2x2 Luminaires | NO | Premium | NO | [10 empty] | 2016-08-05 | Dimmable | Continuous Below 10 | NO |  | HHHBRE | [25 empty] | 4.4 | 3365.5 | 132.8 | 25.34 | 20 | 0.9 | 3500 | 84.5 |  |  |  | NO | NO | NO | 2018-05-02 | 4.3 |  | Premium |  |  |  |  | 2018-11-02 | NO | NO | NO | [6 empty] | AC | [7 empty] | NO
PRBXTJ5Z | Mobern Lighting Co | Mobern Lighting | RKDIW22-LED25DMV40 | Indoor Retrofit Kit | Troffer | Integrated Retrofit Kits for 2x2 Luminaires | NO | Premium | NO | [10 empty] | 2016-08-05 | Dimmable | Continuous Below 10 | NO |  | HHHBRE | [25 empty] | 4.4 | 3365.5 | 132.8 | 25.34 | 20 | 0.9 | 4000 | 84.5 |  |  |  | NO | NO | NO | 2018-05-02 | 4.3 |  | Premium |  |  |  |  | 2018-11-02 | NO | NO | NO | [6 empty] | AC | [7 empty] | NO
P4BGAHZB | Mobern Lighting Co | Mobern Lighting | RKDIW22-LED25DMV50 | Indoor Retrofit Kit | Troffer | Integrated Retrofit Kits for 2x2 Luminaires | NO | Premium | NO | [10 empty] | 2016-08-05 | Dimmable | Continuous Below 10 | NO |  | HHHBRE | [25 empty] | 4.4 | 3365.5 | 132.8 | 25.34 | 20 | 0.9 | 5000 | 84.5 |  |  |  | NO | NO | NO | 2018-05-02 | 4.3 |  | Premium |  |  |  |  | 2018-11-02 | NO | NO | NO | [6 empty] | AC | [7 empty] | NO
PUW52BC1 | Mobern Lighting Co | Mobern Lighting | RKDIW22-LED25MV35 | Indoor Retrofit Kit | Troffer | Integrated Retrofit Kits for 2x2 Luminaires | NO | Premium | YES |  | 3365.5 | 132.8 | 25.34 | 14.96 | 0.9027 | 3441 | 84.5 | 5 | 50000 | 2016-08-05 | Not Dimmable | Not Dimmable | NO |  | HHHBRE | [15 empty] | 77.3 |  | 1.27 | 1.21 | [6 empty] | 4.4 | 3365.5 | 132.8 | 25.34 | 20 | 0.9 | 3500 | 84.5 |  |  |  | NO | NO | NO | 2018-05-02 | 4.3 |  | Premium |  |  |  |  | 2018-11-02 | NO | NO | NO | [6 empty] | AC | [7 empty] | NO
P33KJ2PS | Mobern Lighting Co | Mobern Lighting | RKDIW22-LED30DMV30 | Indoor Retrofit Kit | Troffer | Integrated Retrofit Kits for 2x2 Luminaires | NO | standard | YES |  | 3309.7 | 114.61 | 28.88 | 13.29 | 0.9343 | 3025 | 84 | 5 | 50000 | 2016-08-05 | Dimmable | Continuous Below 10 | NO |  | HHHBRH | [15 empty] | 76.2 |  | 1.27 | 1.22 | [6 empty] | 4.4 | 3900 | 130 | 30 | 20 | 0.9 | 3025 | 84 |  |  |  | NO | NO | NO | 2018-05-02 | 4.3 |  | standard |  |  |  |  | 2018-11-02 | NO | NO | NO | [6 empty] | AC | [7 empty] | NO
PGUQZY2P | Mobern Lighting Co | Mobern Lighting | RKDIW22-LED30DMV35 | Indoor Retrofit Kit | Troffer | Integrated Retrofit Kits for 2x2 Luminaires | NO | standard | NO | [10 empty] | 2016-08-05 | Dimmable | Continuous Below 10 | NO |  | HHHBRH | [25 empty] | 4.4 | 3900 | 130 | 30 | 20 | 0.9 | 3500 | 84 |  |  |  | NO | NO | NO | 2018-05-02 | 4.3 |  | standard |  |  |  |  | 2018-11-02 | NO | NO | NO | [6 empty] | AC | [7 empty] | NO
PCXJNGJR | Mobern Lighting Co | Mobern Lighting | RKDIW22-LED30DMV40 | Indoor Retrofit Kit | Troffer | Integrated Retrofit Kits for 2x2 Luminaires | NO | standard | NO | [10 empty] | 2016-08-05 | Dimmable | Continuous Below 10 | NO |  | HHHBRH | [25 empty] | 4.4 | 3900 | 130 | 30 | 20 | 0.9 | 4000 | 84 |  |  |  | NO | NO | NO | 2018-05-02 | 4.3 |  | standard |  |  |  |  | 2018-11-02 | NO | NO | NO | [6 empty] | AC | [7 empty] | NO
PPCRR54E | Mobern Lighting Co | Mobern Lighting | RKDIW22-LED30DMV50 | Indoor Retrofit Kit | Troffer | Integrated Retrofit Kits for 2x2 Luminaires | NO | standard | NO | [10 empty] | 2016-08-05 | Dimmable | Continuous Below 10 | NO |  | HHHBRH | [25 empty] | 4.4 | 3900 | 130 | 30 | 20 | 0.9 | 5000 | 84 |  |  |  | NO | NO | NO | 2018-05-02 | 4.3 |  | standard |  |  |  |  | 2018-11-02 | NO | NO | NO | [6 empty] | AC | [7 empty] | NO
P6CTVDFM | Mobern Lighting Co | Mobern Lighting | RKDIW22-LED36DMV30 | Indoor Retrofit Kit | Troffer | Integrated Retrofit Kits for 2x2 Luminaires | NO | Premium | YES |  | 4419.2 | 123.37 | 35.82 | 18.6 | 0.9014 | 2899 | 81.4 | 5 | 50000 | 2016-08-05 | Dimmable | Continuous Below 10 | NO |  | HHHBRG | [15 empty] | 76.6 |  | 1.25 | 1.2 | [6 empty] | 4.4 | 5000 | 135 | 36 | 20 | 0.9 | 3000 | 83.1 |  |  |  | NO | NO | NO | 2018-05-02 | 4.3 |  | Premium |  |  |  |  | 2018-11-02 | NO | NO | NO | [6 empty] | AC | [7 empty] | NO
PZ2NYJBQ | Mobern Lighting Co | Mobern Lighting | RKDIW22-LED36DMV35 | Indoor Retrofit Kit | Troffer | Integrated Retrofit Kits for 2x2 Luminaires | General Purpose | Premium | YES |  | 5004.2 | 136.95 | 36.54 | 13.29 | 0.9373 | 3472 | 83.3 | 5 | 50000 | 2016-08-05 | Dimmable | Continuous Below 10 | NO |  | HHHBRG | [15 empty] | 76.2 |  | 1.27 | 1.22 | [6 empty] | 4.4 | 5000 | 135 | 36 | 20 | 0.9 | 3500 | 83.1 |  |  |  | NO | NO | NO | 2018-05-02 | 4.3 |  | Premium |  |  |  |  | 2018-11-02 | NO | NO | NO | [6 empty] | AC | [7 empty] | NO
P2EAP68R | Mobern Lighting Co | Mobern Lighting | RKDIW22-LED36DMV40 | Indoor Retrofit Kit | Troffer | Integrated Retrofit Kits for 2x2 Luminaires | NO | Premium | NO | [10 empty] | 2016-08-05 | Dimmable | Continuous Below 10 | NO |  | HHHBRG | [25 empty] | 4.4 | 5031 | 138 | 36.5 | 20 | 0.9 | 4000 | 83.1 |  |  |  | NO | NO | NO | 2018-05-02 | 4.3 |  | Premium |  |  |  |  | 2018-11-02 | NO | NO | NO | [6 empty] | AC | [7 empty] | NO
P255Q4B6 | Mobern Lighting Co | Mobern Lighting | RKDIW22-LED36DMV50 | Indoor Retrofit Kit | Troffer | Integrated Retrofit Kits for 2x2 Luminaires | NO | Premium | NO | [10 empty] | 2016-08-05 | Dimmable | Continuous Below 10 | NO |  | HHHBRG | [25 empty] | 4.4 | 5123 | 138 | 37 | 20 | 0.9 | 5000 | 83.1 |  |  |  | NO | NO | NO | 2018-05-02 | 4.3 |  | Premium |  |  |  |  | 2018-11-02 | NO | NO | NO | [6 empty] | AC | [7 empty] | NO
PHNC9HYQ | Mobern Lighting Co | Mobern Lighting | RKDIW24-LED36DMV35 | Indoor Retrofit Kit | Troffer | Integrated Retrofit Kits for 2x4 Luminaires | NO | Premium | NO | [10 empty] | 2016-08-05 | Dimmable | Continuous Below 10 | NO |  | HHHBRD | [25 empty] | 4.4 | 4929.3 | 136.17 | 36.2 | 20 | 0.9 | 3500 | 84.9 |  |  |  | NO | NO | NO | 2018-05-02 | 4.3 |  | Premium |  |  |  |  | 2018-11-02 | NO | NO | NO | [6 empty] | AC | [7 empty] | NO
PR6GMXBZ | Mobern Lighting Co | Mobern Lighting | RKDIW24-LED36DMV40 | Indoor Retrofit Kit | Troffer | Integrated Retrofit Kits for 2x4 Luminaires | NO | Premium | NO | [10 empty] | 2016-08-05 | Dimmable | Continuous Below 10 | NO |  | HHHBRD | [25 empty] | 4.4 | 4929.3 | 136.17 | 36.2 | 20 | 0.9 | 4000 | 84.9 |  |  |  | NO | NO | NO | 2018-05-02 | 4.3 |  | Premium |  |  |  |  | 2018-11-02 | NO | NO | NO | [6 empty] | AC | [7 empty] | NO
PUESTGS8 | Mobern Lighting Co | Mobern Lighting | RKDIW24-LED36DMV50 | Indoor Retrofit Kit | Troffer | Integrated Retrofit Kits for 2x4 Luminaires | NO | Premium | NO | [10 empty] | 2016-08-05 | Dimmable | Continuous Below 10 | NO |  | HHHBRD | [25 empty] | 4.4 | 4929.3 | 136.17 | 36.2 | 20 | 0.9 | 5000 | 84.9 |  |  |  | NO | NO | NO | 2018-05-02 | 4.3 |  | Premium |  |  |  |  | 2018-11-02 | NO | NO | NO | [6 empty] | AC | [7 empty] | NO
PSJ1CCB5 | Mobern Lighting Co | Mobern Lighting | RKDIW24-LED36MV30 | Indoor Retrofit Kit | Troffer | Integrated Retrofit Kits for 2x4 Luminaires | NO | Premium | YES |  | 4631.7 | 129.16 | 35.86 | 18.37 | 0.9013 | 2890 | 81.7 | 5 | 50000 | 2016-08-05 | Not Dimmable | Not Dimmable | NO |  | HHHBRD | [15 empty] | 76.6 |  | 1.25 | 1.2 | [6 empty] | 4.4 | 4929.3 | 136.17 | 36.2 | 20 | 0.9 | 3500 | 84.9 |  |  |  | NO | NO | NO | 2018-05-02 | 4.3 |  | Premium |  |  |  |  | 2018-11-02 | NO | NO | NO | [6 empty] | AC | [7 empty] | NO
PDM6EWVX | Mobern Lighting Co | Mobern Lighting | RKDIW24-LED50DMV30 | Indoor Retrofit Kit | Troffer | Integrated Retrofit Kits for 2x4 Luminaires | NO | Premium | YES |  | 6229 | 125.1 | 49.8 | 13.93 | 0.9509 | 3035 | 83.3 | 5 | 50000 | 2016-08-05 | Dimmable | Continuous Below 10 | NO |  | HHHBRF | [15 empty] | 76 |  | 1.28 | 1.22 | [6 empty] | 4.4 | 6300 | 125.5 | 50 | 20 | 0.9 | 3000 | 83.4 |  |  |  | NO | NO | NO | 2018-05-02 | 4.3 |  | Premium |  |  |  |  | 2018-11-02 | NO | NO | NO | [6 empty] | AC | [7 empty] | NO
PPJBA44D | Mobern Lighting Co | Mobern Lighting | RKDIW24-LED50DMV35 | Indoor Retrofit Kit | Troffer | Integrated Retrofit Kits for 2x4 Luminaires | NO | Premium | NO | [10 empty] | 2016-08-05 | Dimmable | Continuous Below 10 | NO |  | HHHBRF | [25 empty] | 4.4 | 6300 | 125.5 | 50 | 20 | 0.9 | 3500 | 83.4 |  |  |  | NO | NO | NO | 2018-05-02 | 4.3 |  | Premium |  |  |  |  | 2018-11-02 | NO | NO | NO | [6 empty] | AC | [7 empty] | NO
PD497XJY | Mobern Lighting Co | Mobern Lighting | RKDIW24-LED50DMV40 | Indoor Retrofit Kit | Troffer | Integrated Retrofit Kits for 2x4 Luminaires | NO | Premium | NO | [10 empty] | 2016-08-05 | Dimmable | Continuous Below 10 | NO |  | HHHBRF | [25 empty] | 4.4 | 6363 | 126.5 | 50 | 20 | 0.9 | 4000 | 83.4 |  |  |  | NO | NO | NO | 2018-05-02 | 4.3 |  | Premium |  |  |  |  | 2018-11-02 | NO | NO | NO | [6 empty] | AC | [7 empty] | NO
PHUC5M3J | Mobern Lighting Co | Mobern Lighting | RKDIW24-LED50DMV50 | Indoor Retrofit Kit | Troffer | Integrated Retrofit Kits for 2x4 Luminaires | NO | Premium | NO | [10 empty] | 2016-08-05 | Dimmable | Continuous Below 10 | NO |  | HHHBRF | [25 empty] | 4.4 | 6321 | 125.4 | 50 | 20 | 0.9 | 5000 | 83.4 |  |  |  | NO | NO | NO | 2018-05-02 | 4.3 |  | Premium |  |  |  |  | 2018-11-02 | NO | NO | NO | [6 empty] | AC | [7 empty] | NO
PN3PAK0P | Mobern Lighting Co | Mobern Lighting | RKEXTA-LED32E(120 or 277)35 | Outdoor Retrofit Kit | Low Output | Retrofit Kits for Outdoor Pole/Arm-Mounted Area and Roadway Luminaires | General Purpose | standard | YES |  | 3579.2 | 108.6 | 32.95 | 15 | 0.98 | 3565 | 84 | 5 | 50000 | 2018-12-05 | Not Dimmable | Not Dimmable | YES |  | XXXCTB | 100 | 0.1 | [23 empty] | 4.4 | 3575 | 108.498 | 32.95 | 19.1 | 0.981 | 3500 | 84 |  |  |  | NO | NO | NO | [8 empty] | 2018-12-05 | NO | NO | NO | [6 empty] | AC | 120 | 277 | 277 |  |  |  |  | NO
PYZ6NZCW | Mobern Lighting Co | Mobern Lighting | RKEXTA-LED32E(120 or 277)40 | Outdoor Retrofit Kit | Low Output | Retrofit Kits for Outdoor Pole/Arm-Mounted Area and Roadway Luminaires | General Purpose | standard | NO | [10 empty] | 2018-12-05 | Not Dimmable | Not Dimmable | YES |  | XXXCTB | [25 empty] | 4.4 | 3610 | 109.56 | 32.95 | 19.1 | 0.981 | 4000 | 84 |  |  |  | NO | NO | NO | [8 empty] | 2018-12-05 | NO | NO | NO | [6 empty] | AC | 120 | 277 | [5 empty] | NO
PEPYFO5Y | Mobern Lighting Co | Mobern Lighting | RKEXTA-LED32E(120 or 277)50 | Outdoor Retrofit Kit | Low Output | Retrofit Kits for Outdoor Pole/Arm-Mounted Area and Roadway Luminaires | General Purpose | standard | NO | [10 empty] | 2018-12-05 | Not Dimmable | Not Dimmable | YES |  | XXXCTB | [25 empty] | 4.4 | 3655 | 110.926 | 32.95 | 19.1 | 0.981 | 5000 | 85 |  |  |  | NO | NO | NO | [8 empty] | 2018-12-05 | NO | NO | NO | [6 empty] | AC | 120 | 277 | [5 empty] | NO
PXL778KW | Mobern Lighting Co | Mobern Lighting | RKEXTA-LED48E(120 or 277)35 | Outdoor Retrofit Kit | Mid Output | Retrofit Kits for Outdoor Pole/Arm-Mounted Area and Roadway Luminaires | General Purpose | standard | NO | [10 empty] | 2018-12-05 | Not Dimmable | Not Dimmable | YES |  | XXXCTB | [25 empty] | 4.4 | 5320 | 108.571 | 49 | 18.2 | 0.983 | 3500 | 84 |  |  |  | NO | NO | NO | [8 empty] | 2018-12-05 | NO | NO | NO | [6 empty] | AC | 120 | 277 | [5 empty] | NO
PIWT32N4 | Mobern Lighting Co | Mobern Lighting | RKEXTA-LED48E(120 or 277)40 | Outdoor Retrofit Kit | Mid Output | Retrofit Kits for Outdoor Pole/Arm-Mounted Area and Roadway Luminaires | General Purpose | standard | NO | [10 empty] | 2018-12-05 | Not Dimmable | Not Dimmable | YES |  | XXXCTB | [25 empty] | 4.4 | 5365 | 109.49 | 49 | 18.2 | 0.983 | 4000 | 84 |  |  |  | NO | NO | NO | [8 empty] | 2018-12-05 | NO | NO | NO | [6 empty] | AC | 120 | 277 | [5 empty] | NO
P5P62SW7 | Mobern Lighting Co | Mobern Lighting | RKEXTA-LED48E(120 or 277)50 | Outdoor Retrofit Kit | Mid Output | Retrofit Kits for Outdoor Pole/Arm-Mounted Area and Roadway Luminaires | General Purpose | standard | NO | [10 empty] | 2018-12-05 | Not Dimmable | Not Dimmable | YES |  | XXXCTB | [25 empty] | 4.4 | 5435 | 110.918 | 49 | 18.2 | 0.983 | 5000 | 85 |  |  |  | NO | NO | NO | [8 empty] | 2018-12-05 | NO | NO | NO | [6 empty] | AC | 120 | 277 | [5 empty] | NO
PNIFIII9 | Mobern Lighting Co | Mobern Lighting | RKEXTA-LED64E(120 or 277)35 | Outdoor Retrofit Kit | Mid Output | Retrofit Kits for Outdoor Pole/Arm-Mounted Area and Roadway Luminaires | General Purpose | standard | NO | [10 empty] | 2018-12-05 | Not Dimmable | Not Dimmable | YES |  | XXXCTB | [25 empty] | 4.4 | 7165 | 108.561 | 66 | 18 | 0.984 | 3500 | 84 |  |  |  | NO | NO | NO | [8 empty] | 2018-12-05 | NO | NO | NO | [6 empty] | AC | 120 | 277 | [5 empty] | NO
PGRVPG21 | Mobern Lighting Co | Mobern Lighting | RKEXTA-LED64E(120 or 277)40 | Outdoor Retrofit Kit | Mid Output | Retrofit Kits for Outdoor Pole/Arm-Mounted Area and Roadway Luminaires | General Purpose | standard | NO | [10 empty] | 2018-12-05 | Not Dimmable | Not Dimmable | YES |  | XXXCTB | [25 empty] | 4.4 | 7425 | 112.5 | 66 | 18 | 0.984 | 4000 | 84 |  |  |  | NO | NO | NO | [8 empty] | 2018-12-05 | NO | NO | NO | [6 empty] | AC | 120 | 277 | [5 empty] | NO
PM65DWDC | Mobern Lighting Co | Mobern Lighting | RKEXTA-LED64E(120 or 277)50 | Outdoor Retrofit Kit | Mid Output | Retrofit Kits for Outdoor Pole/Arm-Mounted Area and Roadway Luminaires | General Purpose | standard | NO | [10 empty] | 2018-12-05 | Not Dimmable | Not Dimmable | YES |  | XXXCTB | [25 empty] | 4.4 | 7690 | 116.515 | 66 | 18 | 0.984 | 5000 | 85 |  |  |  | NO | NO | NO | [8 empty] | 2018-12-05 | NO | NO | NO | [6 empty] | AC | 120 | 277 | [5 empty] | NO
PYE8N66M | Mobern Lighting Co | Mobern Lighting | RKEXTA-LED84E(120 or 277)35 | Outdoor Retrofit Kit | Mid Output | Retrofit Kits for Outdoor Pole/Arm-Mounted Area and Roadway Luminaires | General Purpose | standard | YES |  | 8875 | 107.3 | 82.7 | 15.4 | 0.985 | 3565 | 84 | 5 | 50000 | 2018-12-05 | Not Dimmable | Not Dimmable | YES |  | XXXCTB | 100 | 0.1 | [23 empty] | 4.4 | 8875 | 107.316 | 82.7 | 18 | 0.985 | 3500 | 84 |  |  |  | NO | NO | NO | [8 empty] | 2018-12-05 | NO | NO | NO | [6 empty] | AC | 120 | 277 | 277 |  |  |  |  | NO
P0SK974Y | Mobern Lighting Co | Mobern Lighting | RKEXTA-LED84E(120 or 277)40 | Outdoor Retrofit Kit | Mid Output | Retrofit Kits for Outdoor Pole/Arm-Mounted Area and Roadway Luminaires | General Purpose | standard | NO | [10 empty] | 2018-12-05 | Not Dimmable | Not Dimmable | YES |  | XXXCTB | [25 empty] | 4.4 | 8955 | 108.283 | 82.7 | 18 | 0.985 | 4000 | 84 |  |  |  | NO | NO | NO | [8 empty] | 2018-12-05 | NO | NO | NO | [6 empty] | AC | 120 | 277 | [5 empty] | NO
PFZYBNWG | Mobern Lighting Co | Mobern Lighting | RKEXTA-LED84E(120 or 277)50 | Outdoor Retrofit Kit | Mid Output | Retrofit Kits for Outdoor Pole/Arm-Mounted Area and Roadway Luminaires | General Purpose | standard | NO | [10 empty] | 2018-12-05 | Not Dimmable | Not Dimmable | YES |  | XXXCTB | [25 empty] | 4.4 | 9530 | 115.236 | 82.7 | 18 | 0.985 | 5000 | 85 |  |  |  | NO | NO | NO | [8 empty] | 2018-12-05 | NO | NO | NO | [6 empty] | AC | 120 | 277 | [5 empty] | NO
P03YE3P6 | Mobern Lighting Co | Mobern Lighting | RKITB48(blank or CR)-LED22DMVFR35 | Indoor Retrofit Kit | Linear Ambient | Retrofit Kits for Direct Linear Ambient Luminaires | Luminaire Specific | standard | YES |  | 2682 | 119.73 | 22.4 | 16.9 | 0.938 | 3486 | 84 | 5 | 50000 | 2018-06-19 | Dimmable | Continuous Below 10 | YES | Qualified in Lithonia CRR | JJJNMW | [15 empty] | 81.8 | [9 empty] | 4.4 | 2682 | 119.73 | 22.4 | 16.9 | 0.938 | 3486 | 84 |  |  | 4 | NO | NO | NO | [8 empty] | 2018-11-02 | NO | NO | NO | [6 empty] | AC | [7 empty] | NO
PFDPFN88 | Mobern Lighting Co | Mobern Lighting | RKITB96(blank or CR)-LED44DMVFR35 | Indoor Retrofit Kit | Linear Ambient | Retrofit Kits for Direct Linear Ambient Luminaires | Luminaire Specific | standard | NO | [10 empty] | 2018-06-19 | Dimmable | Continuous Below 10 | YES | Qualified in Lithonia CRR | JJJNMW | [25 empty] | 4.4 | 5358 | 123.48 | 43.39 | 10.11 | 0.975 | 3478 | 84 |  |  | 8 | NO | NO | NO | [8 empty] | 2018-11-02 | NO | NO | NO | [6 empty] | AC | [7 empty] | NO
P00001146 | Mobern Lighting Co | Mobern Lighting Co | RKMDCLLED35MV50 | Outdoor Retrofit Kit | Low Output | Retrofit Kits for Fuel Pump Canopy Luminaires | NO | standard | YES |  | 2329 | 92.79 | 25.1 | 6.53 | 0.967 | 4660 | 75 | 5 | 50000 | 2014-08-20 | Not Yet Verified | Not Yet Verified | NotYetVerified |  | FFFFLV | [8 empty] | 37 | 42.2 | [15 empty] | 4.4 | 2329 | 92.9 | 28 | 2.2 | 0.967 | 4660 | 75 |  |  |  | NO | NO | NO | 2018-05-02 | 4.3 |  | standard |  |  |  |  | 2018-11-02 | NO | NO | NO | [6 empty] | AC | [7 empty] | NO
P9UC3W96 | Mobern Lighting Co | Mobern Lighting | RKT22-LED20DMV30 | Indoor Retrofit Kit | Troffer | Linear Retrofit Kits for 2x2 Luminaires | General Purpose | standard | YES |  | 2170 | 105.3 | 20.6 | 8.2 | 0.924 | 3128 | 84 | 5 | 50000 | 2016-05-20 | Dimmable | Continuous Below 10 | NO |  | TTTUCJ | [15 empty] | 85.8 |  | 1.18 | 1.22 | [6 empty] | 4.4 | 2170 | 105.3 | 20.6 | 8.5 | 0.989 | 3000 | 84 |  |  |  | NO | NO | NO | 2018-05-02 | 4.3 |  | standard |  |  |  |  | 2018-11-02 | NO | NO | NO | [6 empty] | AC | [7 empty] | NO
P5ENQZ5J | Mobern Lighting Co | Mobern Lighting | RKT22-LED20DMV35 | Indoor Retrofit Kit | Troffer | Linear Retrofit Kits for 2x2 Luminaires | General Purpose | standard | NO | [10 empty] | 2016-05-20 | Dimmable | Continuous Below 10 | NO |  | TTTUCJ | [25 empty] | 4.4 | 2225 | 107 | 20.6 | 8.5 | 0.989 | 3500 | 84 |  |  |  | NO | NO | NO | 2018-05-02 | 4.3 |  | standard |  |  |  |  | 2018-11-02 | NO | NO | NO | [6 empty] | AC | [7 empty] | NO
PB6CKRS1 | Mobern Lighting Co | Mobern Lighting | RKT22-LED20DMV40 | Indoor Retrofit Kit | Troffer | Linear Retrofit Kits for 2x2 Luminaires | General Purpose | standard | NO | [10 empty] | 2016-05-20 | Dimmable | Continuous Below 10 | NO |  | TTTUCJ | [25 empty] | 4.4 | 2304 | 111 | 20.6 | 8.5 | 0.989 | 4000 | 84 |  |  |  | NO | NO | NO | 2018-05-02 | 4.3 |  | standard |  |  |  |  | 2018-11-02 | NO | NO | NO | [6 empty] | AC | [7 empty] | NO
PF5C3U36 | Mobern Lighting Co | Mobern Lighting | RKT22-LED20DMV50 | Indoor Retrofit Kit | Troffer | Linear Retrofit Kits for 2x2 Luminaires | General Purpose | standard | NO | [10 empty] | 2016-05-20 | Dimmable | Continuous Below 10 | NO |  | TTTUCJ | [25 empty] | 4.4 | 2384 | 115 | 20.6 | 8.5 | 0.989 | 5000 | 84 |  |  |  | NO | NO | NO | 2018-05-02 | 4.3 |  | standard |  |  |  |  | 2018-11-02 | NO | NO | NO | [6 empty] | AC | [7 empty] | NO
PPBC72HN | Mobern Lighting Co | Mobern Lighting | RKT22-LED24DMV30 | Indoor Retrofit Kit | Troffer | Linear Retrofit Kits for 2x2 Luminaires | General Purpose | standard | NO | [10 empty] | 2016-05-20 | Dimmable | Continuous Below 10 | NO |  | TTTUCJ | [25 empty] | 4.4 | 2487 | 103 | 24 | 8.5 | 0.989 | 3000 | 84 |  |  |  | NO | NO | NO | 2018-05-02 | 4.3 |  | standard |  |  |  |  | 2018-11-02 | NO | NO | NO | [6 empty] | AC | [7 empty] | NO
PVECP817 | Mobern Lighting Co | Mobern Lighting | RKT22-LED24DMV35 | Indoor Retrofit Kit | Troffer | Linear Retrofit Kits for 2x2 Luminaires | General Purpose | standard | NO | [10 empty] | 2016-05-20 | Dimmable | Continuous Below 10 | NO |  | TTTUCJ | [25 empty] | 4.4 | 2534 | 105 | 24 | 8.5 | 0.989 | 3500 | 84 |  |  |  | NO | NO | NO | 2018-05-02 | 4.3 |  | standard |  |  |  |  | 2018-11-02 | NO | NO | NO | [6 empty] | AC | [7 empty] | NO
P2PT7NX2 | Mobern Lighting Co | Mobern Lighting | RKT22-LED24DMV40 | Indoor Retrofit Kit | Troffer | Linear Retrofit Kits for 2x2 Luminaires | General Purpose | standard | NO | [10 empty] | 2016-05-20 | Dimmable | Continuous Below 10 | NO |  | TTTUCJ | [25 empty] | 4.4 | 2624 | 109 | 24 | 8.5 | 0.989 | 4000 | 84 |  |  |  | NO | NO | NO | 2018-05-02 | 4.3 |  | standard |  |  |  |  | 2018-11-02 | NO | NO | NO | [6 empty] | AC | [7 empty] | NO
PF4ZUPE3 | Mobern Lighting Co | Mobern Lighting | RKT22-LED24DMV50 | Indoor Retrofit Kit | Troffer | Linear Retrofit Kits for 2x2 Luminaires | General Purpose | standard | NO | [10 empty] | 2016-05-20 | Dimmable | Continuous Below 10 | NO |  | TTTUCJ | [25 empty] | 4.4 | 2715 | 113 | 24 | 8.5 | 0.989 | 5000 | 84 |  |  |  | NO | NO | NO | 2018-05-02 | 4.3 |  | standard |  |  |  |  | 2018-11-02 | NO | NO | NO | [6 empty] | AC | [7 empty] | NO
PY9ABGAR | Mobern Lighting Co | Mobern Lighting | RKT22-LED28DMV30 | Indoor Retrofit Kit | Troffer | Linear Retrofit Kits for 2x2 Luminaires | General Purpose | standard | NO | [10 empty] | 2016-05-20 | Dimmable | Continuous Below 10 | NO |  | TTTUCJ | [25 empty] | 4.4 | 2824 | 101 | 28 | 8.5 | 0.989 | 3000 | 84 |  |  |  | NO | NO | NO | 2018-05-02 | 4.3 |  | standard |  |  |  |  | 2018-11-02 | NO | NO | NO | [6 empty] | AC | [7 empty] | NO
PCJT7X6S | Mobern Lighting Co | Mobern Lighting | RKT22-LED28DMV35 | Indoor Retrofit Kit | Troffer | Linear Retrofit Kits for 2x2 Luminaires | General Purpose | standard | NO | [10 empty] | 2016-05-20 | Dimmable | Continuous Below 10 | NO |  | TTTUCJ | [25 empty] | 4.4 | 2878 | 103 | 28 | 6.8 | 0.994 | 3500 | 84 |  |  |  | NO | NO | NO | 2018-05-02 | 4.3 |  | standard |  |  |  |  | 2018-11-02 | NO | NO | NO | [6 empty] | AC | [7 empty] | NO
P1A7S24P | Mobern Lighting Co | Mobern Lighting | RKT22-LED28DMV40 | Indoor Retrofit Kit | Troffer | Linear Retrofit Kits for 2x2 Luminaires | General Purpose | standard | NO | [10 empty] | 2016-05-20 | Dimmable | Continuous Below 10 | NO |  | TTTUCJ | [25 empty] | 4.4 | 2979 | 107 | 28 | 6.8 | 0.994 | 4000 | 84 |  |  |  | NO | NO | NO | 2018-05-02 | 4.3 |  | standard |  |  |  |  | 2018-11-02 | NO | NO | NO | [6 empty] | AC | [7 empty] | NO
PSV5GEDG | Mobern Lighting Co | Mobern Lighting | RKT22-LED28DMV50 | Indoor Retrofit Kit | Troffer | Linear Retrofit Kits for 2x2 Luminaires | General Purpose | standard | NO | [10 empty] | 2016-05-20 | Dimmable | Continuous Below 10 | NO |  | TTTUCJ | [25 empty] | 4.4 | 3083 | 110 | 28 | 6.8 | 0.994 | 5000 | 84 |  |  |  | NO | NO | NO | 2018-05-02 | 4.3 |  | standard |  |  |  |  | 2018-11-02 | NO | NO | NO | [6 empty] | AC | [7 empty] | NO
PHPNPCU6 | Mobern Lighting Co | Mobern Lighting | RKT22-LED35DMV30 | Indoor Retrofit Kit | Troffer | Linear Retrofit Kits for 2x2 Luminaires | General Purpose | standard | NO | [10 empty] | 2016-05-20 | Dimmable | Continuous Below 10 | NO |  | TTTUCJ | [25 empty] | 4.4 | 3404 | 97 | 35 | 6.8 | 0.994 | 3000 | 84 |  |  |  | NO | NO | NO | 2018-05-02 | 4.3 |  | standard |  |  |  |  | 2018-11-02 | NO | NO | NO | [6 empty] | AC | [7 empty] | NO
PFCN2ZRZ | Mobern Lighting Co | Mobern Lighting | RKT22-LED35DMV35 | Indoor Retrofit Kit | Troffer | Linear Retrofit Kits for 2x2 Luminaires | General Purpose | standard | NO | [10 empty] | 2016-05-20 | Dimmable | Continuous Below 10 | NO |  | TTTUCJ | [25 empty] | 4.4 | 3469 | 99 | 35 | 6.8 | 0.994 | 3500 | 84 |  |  |  | NO | NO | NO | 2018-05-02 | 4.3 |  | standard |  |  |  |  | 2018-11-02 | NO | NO | NO | [6 empty] | AC | [7 empty] | NO
PD9912KR | Mobern Lighting Co | Mobern Lighting | RKT22-LED35DMV40 | Indoor Retrofit Kit | Troffer | Linear Retrofit Kits for 2x2 Luminaires | General Purpose | standard | NO | [10 empty] | 2016-05-20 | Dimmable | Continuous Below 10 | NO |  | TTTUCJ | [25 empty] | 4.4 | 3591 | 102 | 35 | 6.8 | 0.994 | 4000 | 84 |  |  |  | NO | NO | NO | 2018-05-02 | 4.3 |  | standard |  |  |  |  | 2018-11-02 | NO | NO | NO | [6 empty] | AC | [7 empty] | NO
P32CXMQG | Mobern Lighting Co | Mobern Lighting | RKT22-LED35DMV50 | Indoor Retrofit Kit | Troffer | Linear Retrofit Kits for 2x2 Luminaires | General Purpose | standard | NO | [10 empty] | 2016-05-20 | Dimmable | Continuous Below 10 | NO |  | TTTUCJ | [25 empty] | 4.4 | 3716 | 106 | 35 | 6.8 | 0.994 | 5000 | 84 |  |  |  | NO | NO | NO | 2018-05-02 | 4.3 |  | standard |  |  |  |  | 2018-11-02 | NO | NO | NO | [6 empty] | AC | [7 empty] | NO
PQE4B6J5 | Mobern Lighting Co | Mobern Lighting | RKT22-LED45DMV30 | Indoor Retrofit Kit | Troffer | Linear Retrofit Kits for 2x2 Luminaires | General Purpose | standard | NO | [10 empty] | 2016-05-20 | Dimmable | Continuous Below 10 | NO |  | TTTUCJ | [25 empty] | 4.4 | 4222 | 97 | 45 | 5.7 | 0.997 | 3000 | 84 |  |  |  | NO | NO | NO | 2018-05-02 | 4.3 |  | standard |  |  |  |  | 2018-11-02 | NO | NO | NO | [6 empty] | AC | [7 empty] | NO
P6FUUMVV | Mobern Lighting Co | Mobern Lighting | RKT22-LED45DMV35 | Indoor Retrofit Kit | Troffer | Linear Retrofit Kits for 2x2 Luminaires | General Purpose | standard | NO | [10 empty] | 2016-05-20 | Dimmable | Continuous Below 10 | NO |  | TTTUCJ | [25 empty] | 4.4 | 4322 | 97 | 45 | 5.7 | 0.997 | 3500 | 84 |  |  |  | NO | NO | NO | 2018-05-02 | 4.3 |  | standard |  |  |  |  | 2018-11-02 | NO | NO | NO | [6 empty] | AC | [7 empty] | NO
P8V1BNYP | Mobern Lighting Co | Mobern Lighting | RKT22-LED45DMV40 | Indoor Retrofit Kit | Troffer | Linear Retrofit Kits for 2x2 Luminaires | General Purpose | standard | NO | [10 empty] | 2016-05-20 | Dimmable | Continuous Below 10 | NO |  | TTTUCJ | [25 empty] | 4.4 | 4474 | 101 | 45 | 5.7 | 0.997 | 4000 | 84 |  |  |  | NO | NO | NO | 2018-05-02 | 4.3 |  | standard |  |  |  |  | 2018-11-02 | NO | NO | NO | [6 empty] | AC | [7 empty] | NO
PV5SP42Q | Mobern Lighting Co | Mobern Lighting | RKT22-LED45DMV50 | Indoor Retrofit Kit | Troffer | Linear Retrofit Kits for 2x2 Luminaires | General Purpose | standard | NO | [10 empty] | 2016-05-20 | Dimmable | Continuous Below 10 | NO |  | TTTUCJ | [25 empty] | 4.4 | 4630 | 104 | 45 | 5.7 | 0.997 | 5000 | 84 |  |  |  | NO | NO | NO | 2018-05-02 | 4.3 |  | standard |  |  |  |  | 2018-11-02 | NO | NO | NO | [6 empty] | AC | [7 empty] | NO
P6SSPHVU | Mobern Lighting Co | Mobern Lighting Co. | RKT24-LED35DMV30 | Indoor Retrofit Kit | Troffer | Linear Retrofit Kits for 2x4 Luminaires | NO | standard | YES |  | 3653 | 105.3 | 34.7 | 6.6 | 0.96 | 3130 | 83 | 5 | 50000 | 2015-06-19 | Dimmable | Continuous Below 10 | NotYetVerified |  | WWWWZD | [15 empty] | 85.8 |  | 1.24 | 1.22 | [6 empty] | 4.4 | 3653 | 105 | 35 | 20 | 0.9 | 3000 | 83 |  |  |  | NO | NO | NO | 2018-05-02 | 4.3 |  | standard |  |  |  |  | 2018-11-02 | NO | NO | NO | [6 empty] | AC | [7 empty] | NO
PGPX132K | Mobern Lighting Co | Mobern Lighting Co. | RKT24-LED35DMV35 | Indoor Retrofit Kit | Troffer | Linear Retrofit Kits for 2x4 Luminaires | NO | standard | NO | [10 empty] | 2015-06-19 | Dimmable | Continuous Below 10 | NotYetVerified |  | WWWWZD | [25 empty] | 4.4 | 3653 | 105 | 35 | 20 | 0.9 | 3500 | 83 |  |  |  | NO | NO | NO | 2018-05-02 | 4.3 |  | standard |  |  |  |  | 2018-11-02 | NO | NO | NO | [6 empty] | AC | [7 empty] | NO
PJZFEGRZ | Mobern Lighting Co | Mobern Lighting Co. | RKT24-LED35DMV40 | Indoor Retrofit Kit | Troffer | Linear Retrofit Kits for 2x4 Luminaires | NO | standard | NO | [10 empty] | 2015-06-19 | Dimmable | Continuous Below 10 | NotYetVerified |  | WWWWZD | [25 empty] | 4.4 | 3653 | 105 | 35 | 20 | 0.9 | 4000 | 83 |  |  |  | NO | NO | NO | 2018-05-02 | 4.3 |  | standard |  |  |  |  | 2018-11-02 | NO | NO | NO | [6 empty] | AC | [7 empty] | NO
P9DPCP73 | Mobern Lighting Co | Mobern Lighting Co. | RKT24-LED35DMV50 | Indoor Retrofit Kit | Troffer | Linear Retrofit Kits for 2x4 Luminaires | NO | standard | NO | [10 empty] | 2015-06-19 | Dimmable | Continuous Below 10 | NotYetVerified |  | WWWWZD | [25 empty] | 4.4 | 3653 | 105 | 35 | 20 | 0.9 | 5000 | 82 |  |  |  | NO | NO | NO | 2018-05-02 | 4.3 |  | standard |  |  |  |  | 2018-11-02 | NO | NO | NO | [6 empty] | AC | [7 empty] | NO
P9TEC4SZ | Mobern Lighting Co | Mobern Lighting Co. | RKT24-LED48DMV30 | Indoor Retrofit Kit | Troffer | Linear Retrofit Kits for 2x4 Luminaires | NO | standard | NO | [10 empty] | 2015-06-19 | Dimmable | Continuous Below 10 | NotYetVerified |  | WWWWZD | [25 empty] | 4.4 | 5088 | 106 | 48 | 20 | 0.9 | 3000 | 83 |  |  |  | NO | NO | NO | 2018-05-02 | 4.3 |  | standard |  |  |  |  | 2018-11-02 | NO | NO | NO | [6 empty] | AC | [7 empty] | NO
P1SPCFYQ | Mobern Lighting Co | Mobern Lighting Co. | RKT24-LED48DMV35 | Indoor Retrofit Kit | Troffer | Linear Retrofit Kits for 2x4 Luminaires | NO | standard | NO | [10 empty] | 2015-06-19 | Dimmable | Continuous Below 10 | NotYetVerified |  | WWWWZD | [25 empty] | 4.4 | 5088 | 106 | 48 | 20 | 0.9 | 3500 | 83 |  |  |  | NO | NO | NO | 2018-05-02 | 4.3 |  | standard |  |  |  |  | 2018-11-02 | NO | NO | NO | [6 empty] | AC | [7 empty] | NO
P13W7KS3 | Mobern Lighting Co | Mobern Lighting Co. | RKT24-LED48DMV40 | Indoor Retrofit Kit | Troffer | Linear Retrofit Kits for 2x4 Luminaires | NO | standard | NO | [10 empty] | 2015-06-19 | Dimmable | Continuous Below 10 | NotYetVerified |  | WWWWZD | [25 empty] | 4.4 | 5088 | 106 | 48 | 20 | 0.9 | 4000 | 83 |  |  |  | NO | NO | NO | 2018-05-02 | 4.3 |  | standard |  |  |  |  | 2018-11-02 | NO | NO | NO | [6 empty] | AC | [7 empty] | NO
PT86GNB6 | Mobern Lighting Co | Mobern Lighting Co. | RKT24-LED48DMV50 | Indoor Retrofit Kit | Troffer | Linear Retrofit Kits for 2x4 Luminaires | NO | standard | NO | [10 empty] | 2015-06-19 | Dimmable | Continuous Below 10 | NotYetVerified |  | WWWWZD | [25 empty] | 4.4 | 5088 | 106 | 48 | 20 | 0.9 | 5000 | 82 |  |  |  | NO | NO | NO | 2018-05-02 | 4.3 |  | standard |  |  |  |  | 2018-11-02 | NO | NO | NO | [6 empty] | AC | [7 empty] | NO
PNCK4X1H | Mobern Lighting Co | Mobern Lighting Co. | RKT24-LED57DMV30 | Indoor Retrofit Kit | Troffer | Linear Retrofit Kits for 2x4 Luminaires | NO | standard | NO | [10 empty] | 2015-06-19 | Dimmable | Continuous Below 10 | NotYetVerified |  | WWWWZD | [25 empty] | 4.4 | 6046 | 108 | 56 | 20 | 0.9 | 3000 | 83 |  |  |  | NO | NO | NO | 2018-05-02 | 4.3 |  | standard |  |  |  |  | 2018-11-02 | NO | NO | NO | [6 empty] | AC | [7 empty] | NO
P5TX9KVT | Mobern Lighting Co | Mobern Lighting Co. | RKT24-LED57DMV35 | Indoor Retrofit Kit | Troffer | Linear Retrofit Kits for 2x4 Luminaires | NO | standard | NO | [10 empty] | 2015-06-19 | Dimmable | Continuous Below 10 | NotYetVerified |  | WWWWZD | [25 empty] | 4.4 | 6046 | 108 | 56 | 20 | 0.9 | 3500 | 83 |  |  |  | NO | NO | NO | 2018-05-02 | 4.3 |  | standard |  |  |  |  | 2018-11-02 | NO | NO | NO | [6 empty] | AC | [7 empty] | NO
PH2CA2JJ | Mobern Lighting Co | Mobern Lighting Co. | RKT24-LED57DMV40 | Indoor Retrofit Kit | Troffer | Linear Retrofit Kits for 2x4 Luminaires | NO | standard | NO | [10 empty] | 2015-06-19 | Dimmable | Continuous Below 10 | NotYetVerified |  | WWWWZD | [25 empty] | 4.4 | 6046 | 108 | 56 | 20 | 0.9 | 4000 | 83 |  |  |  | NO | NO | NO | 2018-05-02 | 4.3 |  | standard |  |  |  |  | 2018-11-02 | NO | NO | NO | [6 empty] | AC | [7 empty] | NO
PM2FDR9S | Mobern Lighting Co | Mobern Lighting Co. | RKT24-LED57DMV50 | Indoor Retrofit Kit | Troffer | Linear Retrofit Kits for 2x4 Luminaires | NO | standard | NO | [10 empty] | 2015-06-19 | Dimmable | Continuous Below 10 | NotYetVerified |  | WWWWZD | [25 empty] | 4.4 | 6046 | 108 | 56 | 20 | 0.9 | 5000 | 82 |  |  |  | NO | NO | NO | 2018-05-02 | 4.3 |  | standard |  |  |  |  | 2018-11-02 | NO | NO | NO | [6 empty] | AC | [7 empty] | NO
PL2FEHO7S3BU | Mobern Lighting Co | Mobern Lighting | SAL12LED105DMV[c]30[Blank,OS,SP] | Outdoor Luminaires | High Output | Outdoor Pole/Arm-Mounted Area and Roadway Luminaires |  | standard | YES |  | 12630 | 120.06 | 105.2 | 11.12 | 0.9471 | 3039 | 74.2 | 5 | 50000 | 2019-01-28 | Dimmable | Continuous Below 10 | YES |  | VVVXTL | 99.9 | 1.6 | [23 empty] | 4.4 | 12500 | 119 | 105 | 11 | 0.9 | 3000 | 70 |  |  |  | NO | NO | NO | [8 empty] | 2019-01-28 | NO | NO | NO | [6 empty] | AC | [7 empty] | NO
PLQ23GLXBZDE | Mobern Lighting Co | Mobern Lighting | SAL12LED105DMV[c]40[Blank,OS,SP] | Outdoor Luminaires | High Output | Outdoor Pole/Arm-Mounted Area and Roadway Luminaires |  | standard | NO | [10 empty] | 2019-01-28 | Dimmable | Continuous Below 10 | YES |  | VVVXTL | [25 empty] | 4.4 | 13400 | 128 | 105 | 11 | 0.9 | 4000 | 70 |  |  |  | NO | NO | NO | [8 empty] | 2019-01-28 | NO | NO | NO | [6 empty] | AC | [7 empty] | NO
PLAFX7QQO77Y | Mobern Lighting Co | Mobern Lighting | SAL12LED105DMV[c]50[Blank,OS,SP] | Outdoor Luminaires | High Output | Outdoor Pole/Arm-Mounted Area and Roadway Luminaires |  | standard | NO | [10 empty] | 2019-01-28 | Dimmable | Continuous Below 10 | YES |  | VVVXTL | [25 empty] | 4.4 | 13400 | 128 | 105 | 11 | 0.9 | 5000 | 70 |  |  |  | NO | NO | NO | [8 empty] | 2019-01-28 | NO | NO | NO | [6 empty] | AC | [7 empty] | NO
PLG4HCTPW1N7 | Mobern Lighting Co | Mobern Lighting | SAL12LED70DMV[c]30[Blank,OS,SP] | Outdoor Luminaires | Mid Output | Outdoor Pole/Arm-Mounted Area and Roadway Luminaires |  | standard | YES |  | 8706.4 | 120.33 | 72.35 | 12.84 | 0.9284 | 3013 | 74.2 | 5 | 50000 | 2019-01-28 | Dimmable | Continuous Below 10 | YES |  | VVVXTK | 99.9 | 1.4 | [23 empty] | 4.4 | 8600 | 123 | 70 | 13 | 0.9 | 3000 | 70 |  |  |  | NO | NO | NO | [8 empty] | 2019-01-28 | NO | NO | NO | [6 empty] | AC | [7 empty] | NO
PL40852VF3LV | Mobern Lighting Co | Mobern Lighting | SAL12LED70DMV[c]40[Blank,OS,SP] | Outdoor Luminaires | Mid Output | Outdoor Pole/Arm-Mounted Area and Roadway Luminaires |  | standard | NO | [10 empty] | 2019-01-28 | Dimmable | Continuous Below 10 | YES |  | VVVXTK | [25 empty] | 4.4 | 9000 | 129 | 70 | 13 | 0.9 | 4000 | 70 |  |  |  | NO | NO | NO | [8 empty] | 2019-01-28 | NO | NO | NO | [6 empty] | AC | [7 empty] | NO
PLNU0S82P91R | Mobern Lighting Co | Mobern Lighting | SAL12LED70DMV[c]50[Blank,OS,SP] | Outdoor Luminaires | Mid Output | Outdoor Pole/Arm-Mounted Area and Roadway Luminaires |  | standard | NO | [10 empty] | 2019-01-28 | Dimmable | Continuous Below 10 | YES |  | VVVXTK | [25 empty] | 4.4 | 9000 | 129 | 70 | 13 | 0.9 | 5000 | 70 |  |  |  | NO | NO | NO | [8 empty] | 2019-01-28 | NO | NO | NO | [6 empty] | AC | [7 empty] | NO
PLMT5FRNOAVS | Mobern Lighting Co | Mobern Lighting | SALSR16LED150DMV40[OS,PC] [Qualified Pointing Straight Down] | Outdoor Luminaires | High Output | Outdoor Pole/Arm-Mounted Area and Roadway Luminaires |  | Premium | YES |  | 19497 | 129.56 | 150.5 | 6.73 | 0.9753 | 4002 | 75.3 | 5 | 50000 | 2019-01-28 | Dimmable | Continuous Below 10 | YES |  | VVVXSR | 100 | 0.8 | [23 empty] | 4.4 | 19500 | 130 | 150 | 15 | 0.9 | 4000 | 70 |  |  |  | NO | NO | NO | [8 empty] | 2019-01-28 | NO | NO | NO | [6 empty] | AC | [7 empty] | NO
PLJYWZS3CVHC | Mobern Lighting Co | Mobern Lighting | SALSR16LED150DMV50[OS,PC] [Qualified Pointing Straight Down] | Outdoor Luminaires | High Output | Outdoor Pole/Arm-Mounted Area and Roadway Luminaires |  | Premium | NO | [10 empty] | 2019-01-28 | Dimmable | Continuous Below 10 | YES |  | VVVXSR | [25 empty] | 4.4 | 19700 | 131 | 150 | 15 | 0.9 | 5000 | 70 |  |  |  | NO | NO | NO | [8 empty] | 2019-01-28 | NO | NO | NO | [6 empty] | AC | [7 empty] | NO
PL9SBEC7D1U1 | Mobern Lighting Co | Mobern Lighting | SALSR16LED200DMV40[OS,PC] [Qualified Pointing Straight Down] | Outdoor Luminaires | High Output | Outdoor Pole/Arm-Mounted Area and Roadway Luminaires |  | Premium | YES |  | 26096 | 126.68 | 206 | 6.63 | 0.9563 | 4026 | 75.5 | 5 | 50000 | 2019-01-28 | Dimmable | Continuous Below 10 | YES |  | VVVXST | 100 | 0.8 | [23 empty] | 4.4 | 26000 | 130 | 200 | 15 | 0.9 | 4000 | 70 |  |  |  | NO | NO | NO | [8 empty] | 2019-01-28 | NO | NO | NO | [6 empty] | AC | [7 empty] | NO
PL6BI40GCX6S | Mobern Lighting Co | Mobern Lighting | SALSR16LED200DMV50[OS,PC] [Qualified Pointing Straight Down] | Outdoor Luminaires | High Output | Outdoor Pole/Arm-Mounted Area and Roadway Luminaires |  | Premium | NO | [10 empty] | 2019-01-28 | Dimmable | Continuous Below 10 | YES |  | VVVXST | [25 empty] | 4.4 | 26200 | 131 | 200 | 15 | 0.9 | 5000 | 70 |  |  |  | NO | NO | NO | [8 empty] | 2019-01-28 | NO | NO | NO | [6 empty] | AC | [7 empty] | NO
PL1D9TS5CHE8 | Mobern Lighting Co | Mobern Lighting | SALSR16T5LED150DMV40[OS,PC] [Qualified Pointing Straight Down] | Outdoor Luminaires | High Output | Outdoor Pole/Arm-Mounted Area and Roadway Luminaires |  | Premium | YES |  | 21385 | 141.65 | 151 | 6.08 | 0.9534 | 4046 | 72.9 | 5 | 100000 | 2019-01-28 | Dimmable | Continuous Below 10 | YES |  | VVVXSS | 100 | 0.3 | [23 empty] | 4.4 | 21000 | 140 | 150 | 15 | 0.9 | 4000 | 70 |  |  |  | NO | NO | NO | [8 empty] | 2019-01-28 | NO | NO | NO | [6 empty] | AC | [7 empty] | NO
PL4LOX09LFCF | Mobern Lighting Co | Mobern Lighting | SALSR16T5LED150DMV50[OS,PC] [Qualified Pointing Straight Down] | Outdoor Luminaires | High Output | Outdoor Pole/Arm-Mounted Area and Roadway Luminaires |  | Premium | NO | [10 empty] | 2019-01-28 | Dimmable | Continuous Below 10 | YES |  | VVVXSS | [25 empty] | 4.4 | 21150 | 141 | 150 | 15 | 0.9 | 5000 | 70 |  |  |  | NO | NO | NO | [8 empty] | 2019-01-28 | NO | NO | NO | [6 empty] | AC | [7 empty] | NO
PLKJYXSWF8HX | Mobern Lighting Co | Mobern Lighting | SALSR16T5LED200DMV40[OS,PC] [Qualified Pointing Straight Down] | Outdoor Luminaires | High Output | Outdoor Pole/Arm-Mounted Area and Roadway Luminaires |  | Premium | YES |  | 27086 | 135.12 | 200.5 | 5.64 | 0.9655 | 4028 | 72.9 | 5 | 100000 | 2019-01-28 | Dimmable | Continuous Below 10 | YES |  | VVVXSU | 100 | 0.3 | [23 empty] | 4.4 | 27000 | 135 | 200 | 15 | 0.95 | 4000 | 70 |  |  |  | NO | NO | NO | [8 empty] | 2019-01-28 | NO | NO | NO | [6 empty] | AC | [7 empty] | NO
PLAX3SF1TUP3 | Mobern Lighting Co | Mobern Lighting | SALSR16T5LED200DMV50[OS,PC] [Qualified Pointing Straight Down] | Outdoor Luminaires | High Output | Outdoor Pole/Arm-Mounted Area and Roadway Luminaires |  | Premium | NO | [10 empty] | 2019-01-28 | Dimmable | Continuous Below 10 | YES |  | VVVXSU | [25 empty] | 4.4 | 27200 | 136 | 200 | 15 | 0.95 | 5000 | 70 |  |  |  | NO | NO | NO | [8 empty] | 2019-01-28 | NO | NO | NO | [6 empty] | AC | [7 empty] | NO
PLOP0WYTEM6U | Mobern Lighting Co | Mobern Lighting | SALSR25LED250DMV40[OS,PC] [Qualified Pointing Straight Down] | Outdoor Luminaires | Very High Output | Outdoor Pole/Arm-Mounted Area and Roadway Luminaires |  | Premium | YES |  | 32883 | 130.41 | 252.2 | 9.52 | 0.9808 | 4085 | 73.6 | 5 | 100000 | 2019-01-28 | Dimmable | Continuous Below 10 | YES |  | VVVXSV | 100 | 1.4 | [23 empty] | 4.4 | 33000 | 132 | 250 | 15 | 0.9 | 4000 | 70 |  |  |  | NO | NO | NO | [8 empty] | 2019-01-28 | NO | NO | NO | [6 empty] | AC | [7 empty] | NO
PLJPAXBNH3ST | Mobern Lighting Co | Mobern Lighting | SALSR25LED250DMV50[OS,PC] [Qualified Pointing Straight Down] | Outdoor Luminaires | Very High Output | Outdoor Pole/Arm-Mounted Area and Roadway Luminaires |  | Premium | NO | [10 empty] | 2019-01-28 | Dimmable | Continuous Below 10 | YES |  | VVVXSV | [25 empty] | 4.4 | 33250 | 133 | 250 | 15 | 0.9 | 5000 | 70 |  |  |  | NO | NO | NO | [8 empty] | 2019-01-28 | NO | NO | NO | [6 empty] | AC | [7 empty] | NO
PLH79M1AM678 | Mobern Lighting Co | Mobern Lighting | SALSR25LED300DMV40[OS,PC] [Qualified Pointing Straight Down] | Outdoor Luminaires | Very High Output | Outdoor Pole/Arm-Mounted Area and Roadway Luminaires |  | Premium | YES |  | 39495 | 131.07 | 301.3 | 10.4 | 0.952 | 4082 | 73.6 | 5 | 50000 | 2019-01-28 | Dimmable | Continuous Below 10 | YES |  | VVVXSX | 100 | 1.5 | [23 empty] | 4.4 | 39000 | 130 | 300 | 15 | 0.9 | 4000 | 70 |  |  |  | NO | NO | NO | [8 empty] | 2019-01-28 | NO | NO | NO | [6 empty] | AC | [7 empty] | NO
PLIA9G61QUAB | Mobern Lighting Co | Mobern Lighting | SALSR25LED300DMV50[OS,PC] [Qualified Pointing Straight Down] | Outdoor Luminaires | Very High Output | Outdoor Pole/Arm-Mounted Area and Roadway Luminaires |  | Premium | NO | [10 empty] | 2019-01-28 | Dimmable | Continuous Below 10 | YES |  | VVVXSX | [25 empty] | 4.4 | 39300 | 131 | 300 | 15 | 0.9 | 5000 | 70 |  |  |  | NO | NO | NO | [8 empty] | 2019-01-28 | NO | NO | NO | [6 empty] | AC | [7 empty] | NO
PLM7YVKX7UI1 | Mobern Lighting Co | Mobern Lighting | SALSR25T5LED250DMV40[OS,PC] [Qualified Pointing Straight Down] | Outdoor Luminaires | Very High Output | Outdoor Pole/Arm-Mounted Area and Roadway Luminaires |  | Premium | YES |  | 34623 | 137.05 | 252.6 | 10.19 | 0.9803 | 4095 | 73.5 | 5 | 50000 | 2019-01-28 | Dimmable | Continuous Below 10 | YES |  | VVVXSW | 100 | 1.5 | [23 empty] | 4.4 | 35000 | 140 | 250 | 15 | 0.9 | 4000 | 70 |  |  |  | NO | NO | NO | [8 empty] | 2019-01-28 | NO | NO | NO | [6 empty] | AC | [7 empty] | NO
PL8EFPCQPFR9 | Mobern Lighting Co | Mobern Lighting | SALSR25T5LED250DMV50[OS,PC] [Qualified Pointing Straight Down] | Outdoor Luminaires | Very High Output | Outdoor Pole/Arm-Mounted Area and Roadway Luminaires |  | Premium | NO | [10 empty] | 2019-01-28 | Dimmable | Continuous Below 10 | YES |  | VVVXSW | [25 empty] | 4.4 | 35250 | 141 | 250 | 15 | 0.9 | 5000 | 70 |  |  |  | NO | NO | NO | [8 empty] | 2019-01-28 | NO | NO | NO | [6 empty] | AC | [7 empty] | NO
PLVHBA9IAO3U | Mobern Lighting Co | Mobern Lighting | SALSR25T5LED300DMV40[OS,PC] [Qualified Pointing Straight Down] | Outdoor Luminaires | Very High Output | Outdoor Pole/Arm-Mounted Area and Roadway Luminaires |  | Premium | YES |  | 42998 | 141.5 | 303.9 | 10.35 | 0.92 | 4075 | 73.5 | 5 | 50000 | 2019-01-28 | Dimmable | Continuous Below 10 | YES |  | VVVXSY | 100 | 0.6 | [23 empty] | 4.4 | 42000 | 140 | 300 | 15 | 0.9 | 4000 | 70 |  |  |  | NO | NO | NO | [8 empty] | 2019-01-28 | NO | NO | NO | [6 empty] | AC | [7 empty] | NO
PLC5GQVZ59SN | Mobern Lighting Co | Mobern Lighting | SALSR25T5LED300DMV50[OS,PC] [Qualified Pointing Straight Down] | Outdoor Luminaires | Very High Output | Outdoor Pole/Arm-Mounted Area and Roadway Luminaires |  | Premium | NO | [10 empty] | 2019-01-28 | Dimmable | Continuous Below 10 | YES |  | VVVXSY | [25 empty] | 4.4 | 42300 | 141 | 300 | 15 | 0.9 | 5000 | 70 |  |  |  | NO | NO | NO | [8 empty] | 2019-01-28 | NO | NO | NO | [6 empty] | AC | [7 empty] | NO
P618Y0P2 | Mobern Lighting Co | Mobern Lighting | SKY22-LED20DMV30 | Indoor Luminaires | Troffer | 2x2 Luminaires for Ambient Lighting of Interior Commercial Spaces |  | standard | YES |  | 2260 | 112.4 | 20.1 | 17.5 | 0.898 | 3082 | 83 | 5 | 50000 | 2018-01-22 | Dimmable | Continuous Below 10 | NotYetVerified |  | CCCFGF | [15 empty] | 81.7 |  | 1.2 | 1.22 | [6 empty] | 4.4 | 2281.3 | 113.16 | 20.16 | 13.4 | 0.984 | 3000 | 83 |  |  |  | NO | NO | NO | [8 empty] | 2018-11-02 | NO | NO | NO | [6 empty] | AC | [7 empty] | NO
PG3Z25DG | Mobern Lighting Co | Mobern Lighting | SKY22-LED20DMV35 | Indoor Luminaires | Troffer | 2x2 Luminaires for Ambient Lighting of Interior Commercial Spaces |  | standard | NO | [10 empty] | 2018-01-22 | Dimmable | Continuous Below 10 | NotYetVerified |  | CCCFGF | [25 empty] | 4.4 | 2410 | 119.53 | 20.16 | 13.4 | 0.984 | 3500 | 83 |  |  |  | NO | NO | NO | [8 empty] | 2018-11-02 | NO | NO | NO | [6 empty] | AC | [7 empty] | NO
PWCOUET2 | Mobern Lighting Co | Mobern Lighting | SKY22-LED20DMV40 | Indoor Luminaires | Troffer | 2x2 Luminaires for Ambient Lighting of Interior Commercial Spaces |  | standard | NO | [10 empty] | 2018-01-22 | Dimmable | Continuous Below 10 | NotYetVerified |  | CCCFGF | [25 empty] | 4.4 | 2455 | 121.7 | 20.16 | 13.4 | 0.984 | 4000 | 83 |  |  |  | NO | NO | NO | [8 empty] | 2018-11-02 | NO | NO | NO | [6 empty] | AC | [7 empty] | NO
PWWY6BU4 | Mobern Lighting Co | Mobern Lighting | SKY22-LED20DMV50 | Indoor Luminaires | Troffer | 2x2 Luminaires for Ambient Lighting of Interior Commercial Spaces |  | standard | NO | [10 empty] | 2018-01-22 | Dimmable | Continuous Below 10 | NotYetVerified |  | CCCFGF | [25 empty] | 4.4 | 2455 | 121.7 | 20.16 | 13.4 | 0.984 | 5000 | 83 |  |  |  | NO | NO | NO | [8 empty] | 2018-11-02 | NO | NO | NO | [6 empty] | AC | [7 empty] | NO
PZT8AKU8 | Mobern Lighting Co | Mobern Lighting | SKY22-LED24DMV30 | Indoor Luminaires | Troffer | 2x2 Luminaires for Ambient Lighting of Interior Commercial Spaces |  | standard | NO | [10 empty] | 2018-01-22 | Dimmable | Continuous Below 10 | NotYetVerified |  | CCCFGF | [25 empty] | 4.4 | 2820 | 117.53 | 24 | 12 | 0.991 | 3000 | 83 |  |  |  | NO | NO | NO | [8 empty] | 2018-11-02 | NO | NO | NO | [6 empty] | AC | [7 empty] | NO
PG1LGRXO | Mobern Lighting Co | Mobern Lighting | SKY22-LED24DMV35 | Indoor Luminaires | Troffer | 2x2 Luminaires for Ambient Lighting of Interior Commercial Spaces |  | standard | NO | [10 empty] | 2018-01-22 | Dimmable | Continuous Below 10 | NotYetVerified |  | CCCFGF | [25 empty] | 4.4 | 2980 | 124.15 | 24 | 12 | 0.991 | 3500 | 83 |  |  |  | NO | NO | NO | [8 empty] | 2018-11-02 | NO | NO | NO | [6 empty] | AC | [7 empty] | NO
P1FF96NF | Mobern Lighting Co | Mobern Lighting | SKY22-LED24DMV40 | Indoor Luminaires | Troffer | 2x2 Luminaires for Ambient Lighting of Interior Commercial Spaces |  | standard | NO | [10 empty] | 2018-01-22 | Dimmable | Continuous Below 10 | NotYetVerified |  | CCCFGF | [25 empty] | 4.4 | 3035 | 126.41 | 24 | 12 | 0.991 | 4000 | 83 |  |  |  | NO | NO | NO | [8 empty] | 2018-11-02 | NO | NO | NO | [6 empty] | AC | [7 empty] | NO
PB9NJVC4 | Mobern Lighting Co | Mobern Lighting | SKY22-LED24DMV50 | Indoor Luminaires | Troffer | 2x2 Luminaires for Ambient Lighting of Interior Commercial Spaces |  | standard | NO | [10 empty] | 2018-01-22 | Dimmable | Continuous Below 10 | NotYetVerified |  | CCCFGF | [25 empty] | 4.4 | 3035 | 126.41 | 24 | 12 | 0.991 | 5000 | 83 |  |  |  | NO | NO | NO | [8 empty] | 2018-11-02 | NO | NO | NO | [6 empty] | AC | [7 empty] | NO
PSEE0XHR | Mobern Lighting Co | Mobern Lighting | SKY22-LED28DMV30 | Indoor Luminaires | Troffer | 2x2 Luminaires for Ambient Lighting of Interior Commercial Spaces |  | standard | NO | [10 empty] | 2018-01-22 | Dimmable | Continuous Below 10 | NotYetVerified |  | CCCFGF | [25 empty] | 4.4 | 3265 | 116.6 | 28 | 7.2 | 0.993 | 3000 | 83 |  |  |  | NO | NO | NO | [8 empty] | 2018-11-02 | NO | NO | NO | [6 empty] | AC | [7 empty] | NO
PGECVDT6 | Mobern Lighting Co | Mobern Lighting | SKY22-LED28DMV35 | Indoor Luminaires | Troffer | 2x2 Luminaires for Ambient Lighting of Interior Commercial Spaces |  | standard | NO | [10 empty] | 2018-01-22 | Dimmable | Continuous Below 10 | NotYetVerified |  | CCCFGF | [25 empty] | 4.4 | 3450 | 123.17 | 28 | 7.2 | 0.993 | 3500 | 83 |  |  |  | NO | NO | NO | [8 empty] | 2018-11-02 | NO | NO | NO | [6 empty] | AC | [7 empty] | NO
P8NUZMU0 | Mobern Lighting Co | Mobern Lighting | SKY22-LED28DMV40 | Indoor Luminaires | Troffer | 2x2 Luminaires for Ambient Lighting of Interior Commercial Spaces |  | standard | NO | [10 empty] | 2018-01-22 | Dimmable | Continuous Below 10 | NotYetVerified |  | CCCFGF | [25 empty] | 4.4 | 3510 | 125.4 | 28 | 7.2 | 0.993 | 4000 | 83 |  |  |  | NO | NO | NO | [8 empty] | 2018-11-02 | NO | NO | NO | [6 empty] | AC | [7 empty] | NO
P9UWCLL4 | Mobern Lighting Co | Mobern Lighting | SKY22-LED28DMV50 | Indoor Luminaires | Troffer | 2x2 Luminaires for Ambient Lighting of Interior Commercial Spaces |  | standard | NO | [10 empty] | 2018-01-22 | Dimmable | Continuous Below 10 | NotYetVerified |  | CCCFGF | [25 empty] | 4.4 | 3510 | 125.4 | 28 | 7.2 | 0.993 | 5000 | 83 |  |  |  | NO | NO | NO | [8 empty] | 2018-11-02 | NO | NO | NO | [6 empty] | AC | [7 empty] | NO
POTELX34 | Mobern Lighting Co | Mobern Lighting | SKY22-LED32DMV30 | Indoor Luminaires | Troffer | 2x2 Luminaires for Ambient Lighting of Interior Commercial Spaces |  | standard | NO | [10 empty] | 2018-01-22 | Dimmable | Continuous Below 10 | NotYetVerified |  | CCCFGF | [25 empty] | 4.4 | 3655 | 114.28 | 32 | 7.2 | 0.995 | 3000 | 83 |  |  |  | NO | NO | NO | [8 empty] | 2018-11-02 | NO | NO | NO | [6 empty] | AC | [7 empty] | NO
PJ6WUBP8 | Mobern Lighting Co | Mobern Lighting | SKY22-LED32DMV35 | Indoor Luminaires | Troffer | 2x2 Luminaires for Ambient Lighting of Interior Commercial Spaces |  | standard | NO | [10 empty] | 2018-01-22 | Dimmable | Continuous Below 10 | NotYetVerified |  | CCCFGF | [25 empty] | 4.4 | 3860 | 120.71 | 32 | 7.2 | 0.995 | 3500 | 83 |  |  |  | NO | NO | NO | [8 empty] | 2018-11-02 | NO | NO | NO | [6 empty] | AC | [7 empty] | NO
PCZ803K4 | Mobern Lighting Co | Mobern Lighting | SKY22-LED32DMV40 | Indoor Luminaires | Troffer | 2x2 Luminaires for Ambient Lighting of Interior Commercial Spaces |  | standard | NO | [10 empty] | 2018-01-22 | Dimmable | Continuous Below 10 | NotYetVerified |  | CCCFGF | [25 empty] | 4.4 | 3935 | 122.9 | 32 | 7.2 | 0.995 | 4000 | 83 |  |  |  | NO | NO | NO | [8 empty] | 2018-11-02 | NO | NO | NO | [6 empty] | AC | [7 empty] | NO
PZ3A5HDK | Mobern Lighting Co | Mobern Lighting | SKY22-LED32DMV50 | Indoor Luminaires | Troffer | 2x2 Luminaires for Ambient Lighting of Interior Commercial Spaces |  | standard | NO | [10 empty] | 2018-01-22 | Dimmable | Continuous Below 10 | NotYetVerified |  | CCCFGF | [25 empty] | 4.4 | 3935 | 122.9 | 32 | 7.2 | 0.995 | 5000 | 83 |  |  |  | NO | NO | NO | [8 empty] | 2018-11-02 | NO | NO | NO | [6 empty] | AC | [7 empty] | NO
PR6U0VAC | Mobern Lighting Co | Mobern Lighting | SKY22-LED36DMV30 | Indoor Luminaires | Troffer | 2x2 Luminaires for Ambient Lighting of Interior Commercial Spaces |  | standard | YES |  | 3896 | 108 | 36.08 | 17.5 | 0.898 | 3100 | 82 | 5 | 50000 | 2018-01-22 | Dimmable | Continuous Below 10 | NotYetVerified |  | CCCFGF | [15 empty] | 81.7 |  | 1.2 | 1.22 | [6 empty] | 4.4 | 3896 | 107.98 | 36.08 | 7.2 | 0.995 | 3000 | 83 |  |  |  | NO | NO | NO | [8 empty] | 2018-11-02 | NO | NO | NO | [6 empty] | AC | [7 empty] | NO
P3G34LWS | Mobern Lighting Co | Mobern Lighting | SKY22-LED36DMV35 | Indoor Luminaires | Troffer | 2x2 Luminaires for Ambient Lighting of Interior Commercial Spaces |  | standard | NO | [10 empty] | 2018-01-22 | Dimmable | Continuous Below 10 | NotYetVerified |  | CCCFGF | [25 empty] | 4.4 | 4115 | 114.06 | 36.08 | 7.2 | 0.995 | 3500 | 83 |  |  |  | NO | NO | NO | [8 empty] | 2018-11-02 | NO | NO | NO | [6 empty] | AC | [7 empty] | NO
PWVCXZCN | Mobern Lighting Co | Mobern Lighting | SKY22-LED36DMV40 | Indoor Luminaires | Troffer | 2x2 Luminaires for Ambient Lighting of Interior Commercial Spaces |  | standard | NO | [10 empty] | 2018-01-22 | Dimmable | Continuous Below 10 | NotYetVerified |  | CCCFGF | [25 empty] | 4.4 | 4190 | 116.13 | 36.08 | 7.2 | 0.995 | 4000 | 83 |  |  |  | NO | NO | NO | [8 empty] | 2018-11-02 | NO | NO | NO | [6 empty] | AC | [7 empty] | NO
PDABDU9X | Mobern Lighting Co | Mobern Lighting | SKY22-LED36DMV50 | Indoor Luminaires | Troffer | 2x2 Luminaires for Ambient Lighting of Interior Commercial Spaces |  | standard | NO | [10 empty] | 2018-01-22 | Dimmable | Continuous Below 10 | NotYetVerified |  | CCCFGF | [25 empty] | 4.4 | 4190 | 116.13 | 36.08 | 7.2 | 0.995 | 5000 | 83 |  |  |  | NO | NO | NO | [8 empty] | 2018-11-02 | NO | NO | NO | [6 empty] | AC | [7 empty] | NO
PJRGVFTV | Mobern Lighting Co | Mobern Lighting | SKY24-LED28DMV30 (EM) | Indoor Luminaires | Troffer | 2x4 Luminaires for Ambient Lighting of Interior Commercial Spaces |  | standard | YES |  | 3349.7 | 123 | 27.23 | 14.8 | 0.891 | 3082 | 83 | 5 | 50000 | 2017-12-20 | Dimmable | Continuous Below 10 | YES |  | IIILMG | [15 empty] | 81.9 |  | 1.22 | 1.22 | [6 empty] | 4.4 | 3349.7 | 123 | 27.23 | 11.6 | 0.982 | 3000 | 83 |  |  |  | NO | NO | NO | [8 empty] | 2018-11-02 | NO | NO | NO | [6 empty] | AC | [7 empty] | NO
PWERE2GV | Mobern Lighting Co | Mobern Lighting | SKY24-LED28DMV35 (EM) | Indoor Luminaires | Troffer | 2x4 Luminaires for Ambient Lighting of Interior Commercial Spaces |  | standard | NO | [10 empty] | 2017-12-20 | Dimmable | Continuous Below 10 | YES |  | IIILMG | [25 empty] | 4.4 | 3540 | 130 | 27.23 | 11.6 | 0.982 | 3500 | 83 |  |  |  | NO | NO | NO | [8 empty] | 2018-11-02 | NO | NO | NO | [6 empty] | AC | [7 empty] | NO
P2ISX3SV | Mobern Lighting Co | Mobern Lighting | SKY24-LED28DMV40 (EM) | Indoor Luminaires | Troffer | 2x4 Luminaires for Ambient Lighting of Interior Commercial Spaces |  | standard | NO | [10 empty] | 2017-12-20 | Dimmable | Continuous Below 10 | YES |  | IIILMG | [25 empty] | 4.4 | 3600 | 132 | 27.23 | 11.6 | 0.982 | 4000 | 83 |  |  |  | NO | NO | NO | [8 empty] | 2018-11-02 | NO | NO | NO | [6 empty] | AC | [7 empty] | NO
PF1FM5I7 | Mobern Lighting Co | Mobern Lighting | SKY24-LED28DMV50 (EM) | Indoor Luminaires | Troffer | 2x4 Luminaires for Ambient Lighting of Interior Commercial Spaces |  | standard | NO | [10 empty] | 2017-12-20 | Dimmable | Continuous Below 10 | YES |  | IIILMG | [25 empty] | 4.4 | 3600 | 132 | 27.23 | 11.6 | 0.982 | 5000 | 83 |  |  |  | NO | NO | NO | [8 empty] | 2018-11-02 | NO | NO | NO | [6 empty] | AC | [7 empty] | NO
P3NJL5A9 | Mobern Lighting Co | Mobern Lighting | SKY24-LED35DMV30 (EM) | Indoor Luminaires | Troffer | 2x4 Luminaires for Ambient Lighting of Interior Commercial Spaces |  | standard | NO | [10 empty] | 2017-12-20 | Dimmable | Continuous Below 10 | YES |  | IIILMG | [25 empty] | 4.4 | 4240 | 121 | 35 | 11.6 | 0.984 | 3000 | 83 |  |  |  | NO | NO | NO | [8 empty] | 2018-11-02 | NO | NO | NO | [6 empty] | AC | [7 empty] | NO
PSCL1P7D | Mobern Lighting Co | Mobern Lighting | SKY24-LED35DMV35 (EM) | Indoor Luminaires | Troffer | 2x4 Luminaires for Ambient Lighting of Interior Commercial Spaces |  | standard | NO | [10 empty] | 2017-12-20 | Dimmable | Continuous Below 10 | YES |  | IIILMG | [25 empty] | 4.4 | 4480 | 128 | 35 | 11.6 | 0.984 | 3500 | 83 |  |  |  | NO | NO | NO | [8 empty] | 2018-11-02 | NO | NO | NO | [6 empty] | AC | [7 empty] | NO
PV94A53L | Mobern Lighting Co | Mobern Lighting | SKY24-LED35DMV40 (EM) | Indoor Luminaires | Troffer | 2x4 Luminaires for Ambient Lighting of Interior Commercial Spaces |  | standard | NO | [10 empty] | 2017-12-20 | Dimmable | Continuous Below 10 | YES |  | IIILMG | [25 empty] | 4.4 | 4560 | 130 | 35 | 11.6 | 0.984 | 4000 | 83 |  |  |  | NO | NO | NO | [8 empty] | 2018-11-02 | NO | NO | NO | [6 empty] | AC | [7 empty] | NO
PSH74EMK | Mobern Lighting Co | Mobern Lighting | SKY24-LED35DMV50 (EM) | Indoor Luminaires | Troffer | 2x4 Luminaires for Ambient Lighting of Interior Commercial Spaces |  | standard | NO | [10 empty] | 2017-12-20 | Dimmable | Continuous Below 10 | YES |  | IIILMG | [25 empty] | 4.4 | 4560 | 130 | 35 | 11.6 | 0.984 | 5000 | 83 |  |  |  | NO | NO | NO | [8 empty] | 2018-11-02 | NO | NO | NO | [6 empty] | AC | [7 empty] | NO
PFBOA2RU | Mobern Lighting Co | Mobern Lighting | SKY24-LED40DMV30 (EM) | Indoor Luminaires | Troffer | 2x4 Luminaires for Ambient Lighting of Interior Commercial Spaces |  | standard | NO | [10 empty] | 2017-12-20 | Dimmable | Continuous Below 10 | YES |  | IIILMG | [25 empty] | 4.4 | 4830 | 121 | 40 | 8.05 | 0.986 | 3000 | 83 |  |  |  | NO | NO | NO | [8 empty] | 2018-11-02 | NO | NO | NO | [6 empty] | AC | [7 empty] | NO
POTWKZBN | Mobern Lighting Co | Mobern Lighting | SKY24-LED40DMV35 (EM) | Indoor Luminaires | Troffer | 2x4 Luminaires for Ambient Lighting of Interior Commercial Spaces |  | standard | NO | [10 empty] | 2017-12-20 | Dimmable | Continuous Below 10 | YES |  | IIILMG | [25 empty] | 4.4 | 5105 | 127 | 40 | 8.05 | 0.986 | 3500 | 83 |  |  |  | NO | NO | NO | [8 empty] | 2018-11-02 | NO | NO | NO | [6 empty] | AC | [7 empty] | NO
PSIMIJTZ | Mobern Lighting Co | Mobern Lighting | SKY24-LED40DMV40 (EM) | Indoor Luminaires | Troffer | 2x4 Luminaires for Ambient Lighting of Interior Commercial Spaces |  | standard | NO | [10 empty] | 2017-12-20 | Dimmable | Continuous Below 10 | YES |  | IIILMG | [25 empty] | 4.4 | 5200 | 130 | 40 | 8.05 | 0.986 | 4000 | 83 |  |  |  | NO | NO | NO | [8 empty] | 2018-11-02 | NO | NO | NO | [6 empty] | AC | [7 empty] | NO
P7ZJZSC8 | Mobern Lighting Co | Mobern Lighting | SKY24-LED40DMV50 (EM) | Indoor Luminaires | Troffer | 2x4 Luminaires for Ambient Lighting of Interior Commercial Spaces |  | standard | NO | [10 empty] | 2017-12-20 | Dimmable | Continuous Below 10 | YES |  | IIILMG | [25 empty] | 4.4 | 5200 | 130 | 40 | 8.05 | 0.986 | 5000 | 83 |  |  |  | NO | NO | NO | [8 empty] | 2018-11-02 | NO | NO | NO | [6 empty] | AC | [7 empty] | NO
P0822R2H | Mobern Lighting Co | Mobern Lighting | SKY24-LED45DMV30 (EM) | Indoor Luminaires | Troffer | 2x4 Luminaires for Ambient Lighting of Interior Commercial Spaces |  | standard | NO | [10 empty] | 2017-12-20 | Dimmable | Continuous Below 10 | YES |  | IIILMG | [25 empty] | 4.4 | 5420 | 120 | 45 | 8.05 | 0.988 | 3000 | 83 |  |  |  | NO | NO | NO | [8 empty] | 2018-11-02 | NO | NO | NO | [6 empty] | AC | [7 empty] | NO
PBABDPBC | Mobern Lighting Co | Mobern Lighting | SKY24-LED45DMV35 (EM) | Indoor Luminaires | Troffer | 2x4 Luminaires for Ambient Lighting of Interior Commercial Spaces |  | standard | NO | [10 empty] | 2017-12-20 | Dimmable | Continuous Below 10 | YES |  | IIILMG | [25 empty] | 4.4 | 5720 | 127 | 45 | 8.05 | 0.988 | 3500 | 83 |  |  |  | NO | NO | NO | [8 empty] | 2018-11-02 | NO | NO | NO | [6 empty] | AC | [7 empty] | NO
PHJGW3Q3 | Mobern Lighting Co | Mobern Lighting | SKY24-LED45DMV40 (EM) | Indoor Luminaires | Troffer | 2x4 Luminaires for Ambient Lighting of Interior Commercial Spaces |  | standard | NO | [10 empty] | 2017-12-20 | Dimmable | Continuous Below 10 | YES |  | IIILMG | [25 empty] | 4.4 | 5830 | 129 | 45 | 8.05 | 0.988 | 4000 | 83 |  |  |  | NO | NO | NO | [8 empty] | 2018-11-02 | NO | NO | NO | [6 empty] | AC | [7 empty] | NO
PD9AQZ5G | Mobern Lighting Co | Mobern Lighting | SKY24-LED45DMV50 (EM) | Indoor Luminaires | Troffer | 2x4 Luminaires for Ambient Lighting of Interior Commercial Spaces |  | standard | NO | [10 empty] | 2017-12-20 | Dimmable | Continuous Below 10 | YES |  | IIILMG | [25 empty] | 4.4 | 5830 | 129 | 45 | 8.05 | 0.988 | 5000 | 83 |  |  |  | NO | NO | NO | [8 empty] | 2018-11-02 | NO | NO | NO | [6 empty] | AC | [7 empty] | NO
POIMB4SQ | Mobern Lighting Co | Mobern Lighting | SKY24-LED50DMV30 (EM) | Indoor Luminaires | Troffer | 2x4 Luminaires for Ambient Lighting of Interior Commercial Spaces |  | standard | NO | [10 empty] | 2017-12-20 | Dimmable | Continuous Below 10 | YES |  | IIILMG | [25 empty] | 4.4 | 6000 | 120 | 50 | 8.05 | 0.99 | 3000 | 83 |  |  |  | NO | NO | NO | [8 empty] | 2018-11-02 | NO | NO | NO | [6 empty] | AC | [7 empty] | NO
PNVRYY2E | Mobern Lighting Co | Mobern Lighting | SKY24-LED50DMV35 (EM) | Indoor Luminaires | Troffer | 2x4 Luminaires for Ambient Lighting of Interior Commercial Spaces |  | standard | NO | [10 empty] | 2017-12-20 | Dimmable | Continuous Below 10 | YES |  | IIILMG | [25 empty] | 4.4 | 6340 | 126 | 50 | 8.05 | 0.99 | 3500 | 83 |  |  |  | NO | NO | NO | [8 empty] | 2018-11-02 | NO | NO | NO | [6 empty] | AC | [7 empty] | NO
PHHBBV7A | Mobern Lighting Co | Mobern Lighting | SKY24-LED50DMV40 (EM) | Indoor Luminaires | Troffer | 2x4 Luminaires for Ambient Lighting of Interior Commercial Spaces |  | standard | NO | [10 empty] | 2017-12-20 | Dimmable | Continuous Below 10 | YES |  | IIILMG | [25 empty] | 4.4 | 6455 | 129 | 50 | 8.05 | 0.99 | 4000 | 83 |  |  |  | NO | NO | NO | [8 empty] | 2018-11-02 | NO | NO | NO | [6 empty] | AC | [7 empty] | NO
PRQPCPR9 | Mobern Lighting Co | Mobern Lighting | SKY24-LED50DMV50 (EM) | Indoor Luminaires | Troffer | 2x4 Luminaires for Ambient Lighting of Interior Commercial Spaces |  | standard | NO | [10 empty] | 2017-12-20 | Dimmable | Continuous Below 10 | YES |  | IIILMG | [25 empty] | 4.4 | 6455 | 129 | 50 | 8.05 | 0.99 | 5000 | 83 |  |  |  | NO | NO | NO | [8 empty] | 2018-11-02 | NO | NO | NO | [6 empty] | AC | [7 empty] | NO
PZQ98LGU | Mobern Lighting Co | Mobern Lighting | SKY24-LED55DMV30 (EM) | Indoor Luminaires | Troffer | 2x4 Luminaires for Ambient Lighting of Interior Commercial Spaces |  | standard | NO | [10 empty] | 2017-12-20 | Dimmable | Continuous Below 10 | YES |  | IIILMG | [25 empty] | 4.4 | 6485 | 118 | 55 | 5 | 0.991 | 3000 | 83 |  |  |  | NO | NO | NO | [8 empty] | 2018-11-02 | NO | NO | NO | [6 empty] | AC | [7 empty] | NO
PQ9DD92G | Mobern Lighting Co | Mobern Lighting | SKY24-LED55DMV35 (EM) | Indoor Luminaires | Troffer | 2x4 Luminaires for Ambient Lighting of Interior Commercial Spaces |  | standard | NO | [10 empty] | 2017-12-20 | Dimmable | Continuous Below 10 | YES |  | IIILMG | [25 empty] | 4.4 | 6850 | 124 | 55 | 5 | 0.991 | 3500 | 83 |  |  |  | NO | NO | NO | [8 empty] | 2018-11-02 | NO | NO | NO | [6 empty] | AC | [7 empty] | NO
P5Z94OX9 | Mobern Lighting Co | Mobern Lighting | SKY24-LED55DMV40 (EM) | Indoor Luminaires | Troffer | 2x4 Luminaires for Ambient Lighting of Interior Commercial Spaces |  | standard | NO | [10 empty] | 2017-12-20 | Dimmable | Continuous Below 10 | YES |  | IIILMG | [25 empty] | 4.4 | 6975 | 127 | 55 | 5 | 0.991 | 4000 | 83 |  |  |  | NO | NO | NO | [8 empty] | 2018-11-02 | NO | NO | NO | [6 empty] | AC | [7 empty] | NO
PPB3EPBI | Mobern Lighting Co | Mobern Lighting | SKY24-LED55DMV50 (EM) | Indoor Luminaires | Troffer | 2x4 Luminaires for Ambient Lighting of Interior Commercial Spaces |  | standard | NO | [10 empty] | 2017-12-20 | Dimmable | Continuous Below 10 | YES |  | IIILMG | [25 empty] | 4.4 | 6975 | 127 | 55 | 5 | 0.991 | 5000 | 83 |  |  |  | NO | NO | NO | [8 empty] | 2018-11-02 | NO | NO | NO | [6 empty] | AC | [7 empty] | NO
PUI6JVKY | Mobern Lighting Co | Mobern Lighting | SKY24-LED60DMV30 (EM) | Indoor Luminaires | Troffer | 2x4 Luminaires for Ambient Lighting of Interior Commercial Spaces |  | standard | YES |  | 6840.1 | 117 | 58.48 | 5 | 0.993 | 3095 | 83 | 5 | 50000 | 2017-12-20 | Dimmable | Continuous Below 10 | YES |  | IIILMG | [15 empty] | 81.9 |  | 1.22 | 1.22 | [6 empty] | 4.4 | 6840 | 117 | 58.48 | 5 | 0.993 | 3000 | 83 |  |  |  | NO | NO | NO | [8 empty] | 2018-11-02 | NO | NO | NO | [6 empty] | AC | [7 empty] | NO
P2ZARC3Q | Mobern Lighting Co | Mobern Lighting | SKY24-LED60DMV35 (EM) | Indoor Luminaires | Troffer | 2x4 Luminaires for Ambient Lighting of Interior Commercial Spaces |  | standard | NO | [10 empty] | 2017-12-20 | Dimmable | Continuous Below 10 | YES |  | IIILMG | [25 empty] | 4.4 | 7225 | 123 | 58.48 | 5 | 0.993 | 3500 | 83 |  |  |  | NO | NO | NO | [8 empty] | 2018-11-02 | NO | NO | NO | [6 empty] | AC | [7 empty] | NO
PEWC7K7G | Mobern Lighting Co | Mobern Lighting | SKY24-LED60DMV40 (EM) | Indoor Luminaires | Troffer | 2x4 Luminaires for Ambient Lighting of Interior Commercial Spaces |  | standard | NO | [10 empty] | 2017-12-20 | Dimmable | Continuous Below 10 | YES |  | IIILMG | [25 empty] | 4.4 | 7355 | 125 | 58.48 | 5 | 0.993 | 4000 | 83 |  |  |  | NO | NO | NO | [8 empty] | 2018-11-02 | NO | NO | NO | [6 empty] | AC | [7 empty] | NO
PWR8YJUK | Mobern Lighting Co | Mobern Lighting | SKY24-LED60DMV50 (EM) | Indoor Luminaires | Troffer | 2x4 Luminaires for Ambient Lighting of Interior Commercial Spaces |  | standard | NO | [10 empty] | 2017-12-20 | Dimmable | Continuous Below 10 | YES |  | IIILMG | [25 empty] | 4.4 | 7355 | 125 | 58.48 | 5 | 0.993 | 5000 | 83 |  |  |  | NO | NO | NO | [8 empty] | 2018-11-02 | NO | NO | NO | [6 empty] | AC | [7 empty] | NO
PXHYSHJ5 | Mobern Lighting Co | Mobern Lighting | VW2P-LED22DMVRF30xxxxx | Indoor Luminaires | Linear Ambient | Direct Linear Ambient Luminaires |  | standard | YES |  | 2390 | 113.3 | 21.1 | 10.6 | 0.941 | 3099 | 83 | 5 | 113000 | 2017-09-01 | Dimmable | Continuous Below 10 | YES |  | TTTUSW | [15 empty] | 72.2 | [9 empty] | 4.4 | 2393 | 113.7 | 21 | 10.6 | 0.99 | 3000 | 83 |  |  | 2 | NO | NO | NO | [8 empty] | 2018-11-02 | NO | NO | NO | [6 empty] | AC | [7 empty] | NO
PKNJ4GR1 | Mobern Lighting Co | Mobern Lighting | VW2P-LED22DMVRF35xxxxx | Indoor Luminaires | Linear Ambient | Direct Linear Ambient Luminaires |  | standard | NO | [10 empty] | 2017-09-01 | Dimmable | Continuous Below 10 | YES |  | TTTUSW | [25 empty] | 4.4 | 2474.82 | 117.85 | 21 | 10.6 | 0.99 | 3000 | 83 |  |  | 2 | NO | NO | NO | [8 empty] | 2018-11-02 | NO | NO | NO | [6 empty] | AC | [7 empty] | NO
PFAQ3HFM | Mobern Lighting Co | Mobern Lighting | VW2P-LED22DMVRF40xxxxx | Indoor Luminaires | Linear Ambient | Direct Linear Ambient Luminaires |  | standard | NO | [10 empty] | 2017-09-01 | Dimmable | Continuous Below 10 | YES |  | TTTUSW | [25 empty] | 4.4 | 2559.58 | 121.88 | 21 | 10.6 | 0.99 | 3000 | 83 |  |  | 2 | NO | NO | NO | [8 empty] | 2018-11-02 | NO | NO | NO | [6 empty] | AC | [7 empty] | NO
P9QB7NZN | Mobern Lighting Co | Mobern Lighting | VW2P-LED22DMVRF50xxxxx | Indoor Luminaires | Linear Ambient | Direct Linear Ambient Luminaires |  | standard | YES |  | 2635.3 | 121.3 | 21.72 | 10.6 | 0.941 | 5094 | 83 | 5 | 113000 | 2017-09-01 | Dimmable | Continuous Below 10 | YES |  | TTTUSW | [15 empty] | 72.2 | [9 empty] | 4.4 | 2635 | 125.48 | 21 | 10.9 | 0.99 | 5000 | 83 |  |  | 2 | NO | NO | NO | [8 empty] | 2018-11-02 | NO | NO | NO | [6 empty] | AC | [7 empty] | NO
P00001HFJ | Mobern Lighting Co | Mobern Lighting Co | VW4LB-LED84UDMV11SF40 | Indoor Luminaires | High-Bay | Low-Bay Luminaires for Commercial and Industrial Buildings |  | standard | YES |  | 8710 | 103.82 | 83.892 | 19.26 | 0.9167 | 4091 | 82.51 | 5 |  | 2013-12-23 | Not Yet Verified | Not Yet Verified | NotYetVerified |  | DDDDBO | [12 empty] | 35.9 | [12 empty] | 4.4 | 8670 | 103 | 84 |  |  | 4000 | 80 |  |  |  | NO | NO | NO | 2018-05-02 | 4.3 |  | standard |  |  |  |  | 2018-11-02 | NO | NO | NO | [6 empty] | AC | [7 empty] | NO
PWX8WMWD | Mobern Lighting Co | Mobern Lighting | VW4-LED23DMVSSF30xx | Indoor Luminaires | Linear Ambient | Direct Linear Ambient Luminaires |  | standard | YES |  | 3007.4 | 126.7 | 23.73 | 8.7 | 0.924 | 3110 | 84 | 5 | 50000 | 2016-06-15 | Dimmable | Continuous Below 10 | YES |  | BBBCNL | [15 empty] | 77.1 | [9 empty] | 4.4 | 3007 | 127 | 23.7 | 8.3 | 0.991 | 3000 | 84 |  |  | 4 | NO | NO | NO | 2018-05-02 | 4.3 |  | standard |  |  |  |  | 2018-11-02 | NO | NO | NO | [6 empty] | AC | [7 empty] | NO
P87HCBAG | Mobern Lighting Co | Mobern Lighting | VW4-LED23DMVSSF35xx | Indoor Luminaires | Linear Ambient | Direct Linear Ambient Luminaires |  | standard | NO | [10 empty] | 2016-06-15 | Dimmable | Continuous Below 10 | YES |  | BBBCNL | [25 empty] | 4.4 | 3100 | 131 | 23.7 | 8.3 | 0.991 | 3500 | 84 |  |  | 4 | NO | NO | NO | 2018-05-02 | 4.3 |  | standard |  |  |  |  | 2018-11-02 | NO | NO | NO | [6 empty] | AC | [7 empty] | NO
PSUC82NG | Mobern Lighting Co | Mobern Lighting | VW4-LED23DMVSSF40xx | Indoor Luminaires | Linear Ambient | Direct Linear Ambient Luminaires |  | standard | NO | [10 empty] | 2016-06-15 | Dimmable | Continuous Below 10 | YES |  | BBBCNL | [25 empty] | 4.4 | 3206 | 135 | 23.7 | 8.3 | 0.991 | 4000 | 84 |  |  | 4 | NO | NO | NO | 2018-05-02 | 4.3 |  | standard |  |  |  |  | 2018-11-02 | NO | NO | NO | [6 empty] | AC | [7 empty] | NO
PH9JMUVY | Mobern Lighting Co | Mobern Lighting | VW4-LED23DMVSSF50xx | Indoor Luminaires | Linear Ambient | Direct Linear Ambient Luminaires |  | standard | NO | [10 empty] | 2016-06-15 | Dimmable | Continuous Below 10 | YES |  | BBBCNL | [25 empty] | 4.4 | 3337 | 141 | 23.7 | 8.3 | 0.991 | 5000 | 84 |  |  | 4 | NO | NO | NO | 2018-05-02 | 4.3 |  | standard |  |  |  |  | 2018-11-02 | NO | NO | NO | [6 empty] | AC | [7 empty] | NO
P4Y96DU3 | Mobern Lighting Co | Mobern Lighting | VW4-LED35DMVSSF30xx | Indoor Luminaires | Linear Ambient | Direct Linear Ambient Luminaires |  | standard | NO | [10 empty] | 2016-06-15 | Dimmable | Continuous Below 10 | YES |  | BBBCNL | [25 empty] | 4.4 | 3972 | 113 | 35.1 | 6.8 | 0.994 | 3000 | 84 |  |  | 4 | NO | NO | NO | 2018-05-02 | 4.3 |  | standard |  |  |  |  | 2018-11-02 | NO | NO | NO | [6 empty] | AC | [7 empty] | NO
PBNNHH5M | Mobern Lighting Co | Mobern Lighting | VW4-LED35DMVSSF35xx | Indoor Luminaires | Linear Ambient | Direct Linear Ambient Luminaires |  | standard | NO | [10 empty] | 2016-06-15 | Dimmable | Continuous Below 10 | YES |  | BBBCNL | [25 empty] | 4.4 | 4095 | 117 | 35.1 | 6.8 | 0.994 | 3500 | 84 |  |  | 4 | NO | NO | NO | 2018-05-02 | 4.3 |  | standard |  |  |  |  | 2018-11-02 | NO | NO | NO | [6 empty] | AC | [7 empty] | NO
PUDZ2N5Z | Mobern Lighting Co | Mobern Lighting | VW4-LED35DMVSSF40xx | Indoor Luminaires | Linear Ambient | Direct Linear Ambient Luminaires |  | standard | NO | [10 empty] | 2016-06-15 | Dimmable | Continuous Below 10 | YES |  | BBBCNL | [25 empty] | 4.4 | 4235 | 121 | 35.1 | 6.8 | 0.994 | 4000 | 84 |  |  | 4 | NO | NO | NO | 2018-05-02 | 4.3 |  | standard |  |  |  |  | 2018-11-02 | NO | NO | NO | [6 empty] | AC | [7 empty] | NO
PX9MH5HN | Mobern Lighting Co | Mobern Lighting | VW4-LED35DMVSSF50xx | Indoor Luminaires | Linear Ambient | Direct Linear Ambient Luminaires |  | standard | NO | [10 empty] | 2016-06-15 | Dimmable | Continuous Below 10 | YES |  | BBBCNL | [25 empty] | 4.4 | 4409 | 126 | 35.1 | 6.8 | 0.994 | 5000 | 84 |  |  | 4 | NO | NO | NO | 2018-05-02 | 4.3 |  | standard |  |  |  |  | 2018-11-02 | NO | NO | NO | [6 empty] | AC | [7 empty] | NO
PXYJ2BQE | Mobern Lighting Co | Mobern Lighting | VW4-LED48DMVSSF30xx | Indoor Luminaires | Linear Ambient | Direct Linear Ambient Luminaires |  | standard | NO | [10 empty] | 2016-06-15 | Dimmable | Continuous Below 10 | YES |  | BBBCNL | [25 empty] | 4.4 | 5229 | 110 | 47.6 | 5.6 | 0.997 | 3000 | 84 |  |  | 4 | NO | NO | NO | 2018-05-02 | 4.3 |  | standard |  |  |  |  | 2018-11-02 | NO | NO | NO | [6 empty] | AC | [7 empty] | NO
PHJF8RQR | Mobern Lighting Co | Mobern Lighting | VW4-LED48DMVSSF35xx | Indoor Luminaires | Linear Ambient | Direct Linear Ambient Luminaires |  | standard | NO | [10 empty] | 2016-06-15 | Dimmable | Continuous Below 10 | YES |  | BBBCNL | [25 empty] | 4.4 | 5391 | 113 | 47.6 | 5.6 | 0.997 | 3500 | 84 |  |  | 4 | NO | NO | NO | 2018-05-02 | 4.3 |  | standard |  |  |  |  | 2018-11-02 | NO | NO | NO | [6 empty] | AC | [7 empty] | NO
PFZZUT6Z | Mobern Lighting Co | Mobern Lighting | VW4-LED48DMVSSF40xx | Indoor Luminaires | Linear Ambient | Direct Linear Ambient Luminaires |  | standard | NO | [10 empty] | 2016-06-15 | Dimmable | Continuous Below 10 | YES |  | BBBCNL | [25 empty] | 4.4 | 5575 | 117 | 47.6 | 5.6 | 0.997 | 4000 | 84 |  |  | 4 | NO | NO | NO | 2018-05-02 | 4.3 |  | standard |  |  |  |  | 2018-11-02 | NO | NO | NO | [6 empty] | AC | [7 empty] | NO
P6UVG19F | Mobern Lighting Co | Mobern Lighting | VW4-LED48DMVSSF50xx | Indoor Luminaires | Linear Ambient | Direct Linear Ambient Luminaires |  | standard | NO | [10 empty] | 2016-06-15 | Dimmable | Continuous Below 10 | YES |  | BBBCNL | [25 empty] | 4.4 | 5804 | 122 | 47.6 | 5.6 | 0.997 | 5000 | 84 |  |  | 4 | NO | NO | NO | 2018-05-02 | 4.3 |  | standard |  |  |  |  | 2018-11-02 | NO | NO | NO | [6 empty] | AC | [7 empty] | NO
PYYYHMRQ | Mobern Lighting Co | Mobern Lighting | VW4-LED57DMVSSF30xx | Indoor Luminaires | Linear Ambient | Direct Linear Ambient Luminaires |  | standard | YES |  | 6366.3 | 110.2 | 57.77 | 8.7 | 0.924 | 3136 | 84 | 5 | 50000 | 2016-06-15 | Dimmable | Continuous Below 10 | YES |  | BBBCNL | [15 empty] | 77.1 | [9 empty] | 4.4 | 6366 | 110 | 57.77 | 4.8 | 0.998 | 3000 | 84 |  |  | 4 | NO | NO | NO | 2018-05-02 | 4.3 |  | standard |  |  |  |  | 2018-11-02 | NO | NO | NO | [6 empty] | AC | [7 empty] | NO
PYDSFQGK | Mobern Lighting Co | Mobern Lighting | VW4-LED57DMVSSF35xx | Indoor Luminaires | Linear Ambient | Direct Linear Ambient Luminaires |  | standard | NO | [10 empty] | 2016-06-15 | Dimmable | Continuous Below 10 | YES |  | BBBCNL | [25 empty] | 4.4 | 6563 | 114 | 57.77 | 4.8 | 0.998 | 3500 | 84 |  |  | 4 | NO | NO | NO | 2018-05-02 | 4.3 |  | standard |  |  |  |  | 2018-11-02 | NO | NO | NO | [6 empty] | AC | [7 empty] | NO
P5U46RJS | Mobern Lighting Co | Mobern Lighting | VW4-LED57DMVSSF40xx | Indoor Luminaires | Linear Ambient | Direct Linear Ambient Luminaires |  | standard | NO | [10 empty] | 2016-06-15 | Dimmable | Continuous Below 10 | YES |  | BBBCNL | [25 empty] | 4.4 | 6787 | 117 | 57.77 | 4.8 | 0.998 | 4000 | 84 |  |  | 4 | NO | NO | NO | 2018-05-02 | 4.3 |  | standard |  |  |  |  | 2018-11-02 | NO | NO | NO | [6 empty] | AC | [7 empty] | NO
PJWZMMX2 | Mobern Lighting Co | Mobern Lighting | VW4-LED57DMVSSF50xx | Indoor Luminaires | Linear Ambient | Direct Linear Ambient Luminaires |  | standard | NO | [10 empty] | 2016-06-15 | Dimmable | Continuous Below 10 | YES |  | BBBCNL | [25 empty] | 4.4 | 7065 | 122 | 57.77 | 4.8 | 0.998 | 5000 | 84 |  |  | 4 | NO | NO | NO | 2018-05-02 | 4.3 |  | standard |  |  |  |  | 2018-11-02 | NO | NO | NO | [6 empty] | AC | [7 empty] | NO
P00001HFL | Mobern Lighting Co | Mobern Lighting Co | VW4PG-LED51UDMVSF40 | Outdoor Luminaires | Mid Output | Parking Garage Luminaires |  | standard | YES |  | 5014 | 98.09 | 51.115 | 18.032 | 0.9368 | 4082 | 82.77 | 5 | 50000 | 2013-12-23 | Not Yet Verified | Not Yet Verified | NotYetVerified |  | DDDDBQ | [6 empty] | 16.5 | 32.7 | [17 empty] | 4.4 | 5014 | 98.31 | 51 |  |  | 4000 | 80 |  |  |  | NO | NO | NO | 2018-05-02 | 4.3 |  | standard |  |  |  |  | 2018-11-02 | NO | NO | NO | [6 empty] | AC | [7 empty] | NO
PCSQSFPE | Mobern Lighting Co | Mobern Lighting | VW4P-LED37DMVRF30xxxxx | Indoor Luminaires | Linear Ambient | Direct Linear Ambient Luminaires |  | standard | YES |  | 4301 | 115 | 37.4 | 10.6 | 0.941 | 3100 | 83 | 5 | 113000 | 2017-09-01 | Dimmable | Continuous Below 10 | YES |  | TTTUSW | [15 empty] | 71.7 | [9 empty] | 4.4 | 4345 | 117.4 | 37 | 8.4 | 1 | 3000 | 83 |  |  | 4 | NO | NO | NO | [8 empty] | 2018-11-02 | NO | NO | NO | [6 empty] | AC | [7 empty] | NO
PMZ7B5FW | Mobern Lighting Co | Mobern Lighting | VW4P-LED37DMVRF35xxxxx | Indoor Luminaires | Linear Ambient | Direct Linear Ambient Luminaires |  | standard | NO | [10 empty] | 2017-09-01 | Dimmable | Continuous Below 10 | YES |  | TTTUSW | [25 empty] | 4.4 | 4493.56 | 121.45 | 37 | 8.4 | 1 | 3000 | 83 |  |  | 4 | NO | NO | NO | [8 empty] | 2018-11-02 | NO | NO | NO | [6 empty] | AC | [7 empty] | NO
P19JYDB1 | Mobern Lighting Co | Mobern Lighting | VW4P-LED37DMVRF40xxxxx | Indoor Luminaires | Linear Ambient | Direct Linear Ambient Luminaires |  | standard | NO | [10 empty] | 2017-09-01 | Dimmable | Continuous Below 10 | YES |  | TTTUSW | [25 empty] | 4.4 | 4647.46 | 125.61 | 37 | 8.4 | 1 | 3000 | 83 |  |  | 4 | NO | NO | NO | [8 empty] | 2018-11-02 | NO | NO | NO | [6 empty] | AC | [7 empty] | NO
PTMMW75Y | Mobern Lighting Co | Mobern Lighting | VW4P-LED37DMVRF50xxxxx | Indoor Luminaires | Linear Ambient | Direct Linear Ambient Luminaires |  | standard | NO | [10 empty] | 2017-09-01 | Dimmable | Continuous Below 10 | YES |  | TTTUSW | [25 empty] | 4.4 | 4780 | 129 | 37 | 8.4 | 1 | 3000 | 83 |  |  | 4 | NO | NO | NO | [8 empty] | 2018-11-02 | NO | NO | NO | [6 empty] | AC | [7 empty] | NO
P4XV5USH | Mobern Lighting Co | Mobern Lighting | VW8P-LED74DMVRF30xxxxx | Indoor Luminaires | Linear Ambient | Direct Linear Ambient Luminaires |  | standard | NO | [10 empty] | 2017-09-01 | Dimmable | Continuous Below 10 | YES |  | TTTUSW | [25 empty] | 4.4 | 8690 | 117.4 | 74 | 8.4 | 1 | 3000 | 83 |  |  | 8 | NO | NO | NO | [8 empty] | 2018-11-02 | NO | NO | NO | [6 empty] | AC | [7 empty] | NO
P55MBCV4 | Mobern Lighting Co | Mobern Lighting | VW8P-LED74DMVRF35xxxxx | Indoor Luminaires | Linear Ambient | Direct Linear Ambient Luminaires |  | standard | NO | [10 empty] | 2017-09-01 | Dimmable | Continuous Below 10 | YES |  | TTTUSW | [25 empty] | 4.4 | 8987 | 121 | 74 | 8.4 | 1 | 3000 | 83 |  |  | 8 | NO | NO | NO | [8 empty] | 2018-11-02 | NO | NO | NO | [6 empty] | AC | [7 empty] | NO
PMT2N91H | Mobern Lighting Co | Mobern Lighting | VW8P-LED74DMVRF40xxxxx | Indoor Luminaires | Linear Ambient | Direct Linear Ambient Luminaires |  | standard | NO | [10 empty] | 2017-09-01 | Dimmable | Continuous Below 10 | YES |  | TTTUSW | [25 empty] | 4.4 | 9295 | 126 | 74 | 8.4 | 1 | 3000 | 83 |  |  | 8 | NO | NO | NO | [8 empty] | 2018-11-02 | NO | NO | NO | [6 empty] | AC | [7 empty] | NO
PQ2JJXXV | Mobern Lighting Co | Mobern Lighting | VW8P-LED74DMVRF50xxxxx | Indoor Luminaires | Linear Ambient | Direct Linear Ambient Luminaires |  | standard | NO | [10 empty] | 2017-09-01 | Dimmable | Continuous Below 10 | YES |  | TTTUSW | [25 empty] | 4.4 | 9560 | 129 | 74 | 8.4 | 1 | 3000 | 83 |  |  | 8 | NO | NO | NO | [8 empty] | 2018-11-02 | NO | NO | NO | [6 empty] | AC | [7 empty] | NO
PWC7QHDW | Mobern Lighting Co | Mobern Lighting | VWFHB-LED150DMVFR30 | Indoor Luminaires | High-Bay | High-Bay Luminaires for Commercial and Industrial Buildings |  | standard | YES |  | 15990 | 107.5 | 148.72 | 14.701 | 0.9751 | 3120 | 82.51 | 5 |  | 2016-06-17 | Not Yet Verified | Not Yet Verified | NotYetVerified |  | MMMORO | [12 empty] | 48.4 | [12 empty] | 4.4 | 16000 | 107 | 149 | 20 | 0.9 | 3000 | 82 |  |  |  | NO | NO | NO | 2018-05-02 | 4.3 |  | standard |  |  |  |  | 2018-11-02 | NO | NO | NO | [6 empty] | AC | [7 empty] | NO
PD8YHR8J | Mobern Lighting Co | Mobern Lighting | VWFHB-LED150DMVFR35 | Indoor Luminaires | High-Bay | High-Bay Luminaires for Commercial and Industrial Buildings |  | standard | NO | [10 empty] | 2016-06-17 | Not Yet Verified | Not Yet Verified | NotYetVerified |  | MMMORO | [25 empty] | 4.4 | 16250 | 109 | 149 | 20 | 0.9 | 3500 | 82 |  |  |  | NO | NO | NO | 2018-05-02 | 4.3 |  | standard |  |  |  |  | 2018-11-02 | NO | NO | NO | [6 empty] | AC | [7 empty] | NO
P8NQWR1G | Mobern Lighting Co | Mobern Lighting | VWFHB-LED150DMVFR40 | Indoor Luminaires | High-Bay | High-Bay Luminaires for Commercial and Industrial Buildings |  | standard | NO | [10 empty] | 2016-06-17 | Not Yet Verified | Not Yet Verified | NotYetVerified |  | MMMORO | [25 empty] | 4.4 | 16500 | 111 | 149 | 20 | 0.9 | 4000 | 82 |  |  |  | NO | NO | NO | 2018-05-02 | 4.3 |  | standard |  |  |  |  | 2018-11-02 | NO | NO | NO | [6 empty] | AC | [7 empty] | NO
P77QX3NR | Mobern Lighting Co | Mobern Lighting | VWFHB-LED150DMVFR50 | Indoor Luminaires | High-Bay | High-Bay Luminaires for Commercial and Industrial Buildings |  | standard | NO | [10 empty] | 2016-06-17 | Not Yet Verified | Not Yet Verified | NotYetVerified |  | MMMORO | [25 empty] | 4.4 | 16750 | 113 | 149 | 20 | 0.9 | 5000 | 82 |  |  |  | NO | NO | NO | 2018-05-02 | 4.3 |  | standard |  |  |  |  | 2018-11-02 | NO | NO | NO | [6 empty] | AC | [7 empty] | NO
PUWVSBHG | Mobern Lighting Co | Mobern Lighting | VWFHB-LED180DMVFR30 | Indoor Luminaires | High-Bay | High-Bay Luminaires for Commercial and Industrial Buildings |  | standard | YES |  | 18227 | 101.5 | 179.43 | 12.086 | 0.967 | 3066 | 83.3 | 5 |  | 2016-06-17 | Not Yet Verified | Not Yet Verified | NotYetVerified | Product de-listed on 4/1/2017, re-listed on 4/28/2017 due to allowances requirements change | MMMORN | [12 empty] | 47.7 | [12 empty] | 4.4 | 18200 | 101 | 180 | 20 | 0.9 | 3000 | 82 |  |  |  | YES | NO | NO | 2018-05-02 | 4.3 |  | standard |  |  |  |  | 2018-11-02 | NO | NO | NO | [6 empty] | AC | [7 empty] | NO
PL8B6VASAAF5 | Mobern Lighting Co | Mobern Lighting | VWN4P-LED34MVSF30 | Indoor Luminaires | Linear Ambient | Direct Linear Ambient Luminaires |  | standard | YES |  | 3838 | 109.5 | 35.042 | 21.268 | 0.8961 | 3085 | 81.94 | 5 | 50000 | 2018-09-18 | Not Dimmable | Not Dimmable | NO |  | VVVXAI | [15 empty] | 74.9 | [9 empty] | 4.4 | 3800 | 105 | 36 | 20 | 0.9 | 3000 | 81 |  |  | 4 | NO | NO | NO | [8 empty] | 2018-11-02 | NO | NO | NO | [6 empty] | AC | [7 empty] | NO
PLAGYEY5RY9G | Mobern Lighting Co | Mobern Lighting | VWN4P-LED34MVSF35 | Indoor Luminaires | Linear Ambient | Direct Linear Ambient Luminaires |  | standard | NO | [10 empty] | 2018-09-18 | Not Dimmable | Not Dimmable | NO |  | VVVXAI | [25 empty] | 4.4 | 3900 | 108 | 36 | 20 | 0.9 | 3500 | 81 |  |  | 4 | NO | NO | NO | [8 empty] | 2018-11-02 | NO | NO | NO | [6 empty] | AC | [7 empty] | NO
PL2UL1XGDE1T | Mobern Lighting Co | Mobern Lighting | VWN4P-LED34MVSF40 | Indoor Luminaires | Linear Ambient | Direct Linear Ambient Luminaires |  | standard | NO | [10 empty] | 2018-09-18 | Not Dimmable | Not Dimmable | NO |  | VVVXAI | [25 empty] | 4.4 | 4000 | 111 | 36 | 20 | 0.9 | 4000 | 81 |  |  | 4 | NO | NO | NO | [8 empty] | 2018-11-02 | NO | NO | NO | [6 empty] | AC | [7 empty] | NO
PLX9TOQ1WO2V | Mobern Lighting Co | Mobern Lighting | VWN4P-LED34MVSF50 | Indoor Luminaires | Linear Ambient | Direct Linear Ambient Luminaires |  | standard | NO | [10 empty] | 2018-09-18 | Not Dimmable | Not Dimmable | NO |  | VVVXAI | [25 empty] | 4.4 | 4100 | 113 | 36 | 20 | 0.9 | 5000 | 81 |  |  | 4 | NO | NO | NO | [8 empty] | 2018-11-02 | NO | NO | NO | [6 empty] | AC | [7 empty] | NO